## Graph
Product Raw Data
White Mounted LEDs
DISCLAIMER: The data presented here are typical. Slight variations in performance data will occur from lot to lot. Please contact Technical Support with any questions regarding the use or reliability of this data.
This data may be used in publications. However, please cite Thorlabs as the source.
Additional Information:
For each mounted LED, the normalized output spectrum has been scaled to the minimum specified output power and plotted in the graph to the right. Due to variations in the manufacturing process and operating parameters such as temperature and current, the actual spectral output of any given LED will vary. Output plots are only intended to be used as a guideline.

## Spectra Scaled to Min Power
LED Item # | MWWHL4 |  | MWWHLP2 |  | MWUVL1 |  | MNWHL4 |  | MCWHL7 |  | MCWHLP2 |  | MCWHL8 |  | MCWHLP3
Min Output Power (mW) | 570 |  | 1713 |  | 235 |  | 740 |  | 930 |  | 942 |  | 1300.9 |  | 2064.8
Scaling Constant | 3.6699 |  | 11.3955 |  | 3.1506 |  | 4.4227 |  | 8.5012 |  | 8.6243 |  | 14.3058 |  | 21.5451
Spectra | Wavelength (nm) | Spectral Flux (mW/nm) | Wavelength (nm) | Spectral Flux (mW/nm) | Wavelength (nm) | Spectral Flux (mW/nm) | Wavelength (nm) | Spectral Flux (mW/nm) | Wavelength (nm) | Spectral Flux (mW/nm) | Wavelength (nm) | Spectral Flux (mW/nm) | Wavelength (nm) | Spectral Flux (mW/nm) | Wavelength (nm) | Spectral Flux (mW/nm)
| 200.0376 | 0 | 199.7603 | 0 | 199.7603 | 0 | 199.9755 | 0 | 199.7603 | 0.00068031 | 199.7603 | 0 | 199.7603 | 0 | 199.7603 | 0
| 200.2403 | 0 | 199.9619 | 0 | 199.9619 | 0 | 200.1769 | 0 | 199.9619 | 0.00039593 | 199.9619 | 0 | 199.9619 | 0 | 199.9619 | 0
| 200.443 | 0 | 200.1636 | 0 | 200.1636 | 0 | 200.3784 | 0 | 200.1636 | 0.00065695 | 200.1636 | 0 | 200.1636 | 0 | 200.1636 | 0
| 200.6458 | 0 | 200.3652 | 0 | 200.3652 | 0 | 200.5799 | 0 | 200.3652 | 0.00046485 | 200.3652 | 0 | 200.3652 | 0 | 200.3652 | 0
| 200.8485 | 0 | 200.5669 | 0 | 200.5669 | 0 | 200.7814 | 0 | 200.5669 | 0.00064315 | 200.5669 | 0 | 200.5669 | 0 | 200.5669 | 0
| 201.0513 | 0 | 200.7686 | 0 | 200.7686 | 0 | 200.9829 | 0 | 200.7686 | 0.00044905 | 200.7686 | 0 | 200.7686 | 0 | 200.7686 | 0
| 201.2541 | 0 | 200.9704 | 0 | 200.9703 | 0 | 201.1845 | 0 | 200.9704 | 0.00063462 | 200.9704 | 0 | 200.9703 | 0 | 200.9704 | 0
| 201.4569 | 0 | 201.1721 | 0 | 201.1721 | 0 | 201.3861 | 0 | 201.1721 | 0.00039193 | 201.1721 | 0 | 201.1721 | 0 | 201.1721 | 0
| 201.6598 | 0 | 201.3738 | 0 | 201.3738 | 0 | 201.5876 | 0 | 201.3738 | 0.00066685 | 201.3738 | 0 | 201.3738 | 0 | 201.3738 | 0
| 201.8626 | 0 | 201.5756 | 0 | 201.5756 | 0 | 201.7893 | 0 | 201.5756 | 0.00043608 | 201.5756 | 0 | 201.5756 | 0 | 201.5756 | 0
| 202.0655 | 0 | 201.7774 | 0 | 201.7774 | 0 | 201.9909 | 0 | 201.7774 | 0.00060855 | 201.7774 | 0 | 201.7774 | 0 | 201.7774 | 0
| 202.2683 | 0 | 201.9792 | 0 | 201.9792 | 0 | 202.1925 | 0 | 201.9792 | 0.00039144 | 201.9792 | 0 | 201.9792 | 0 | 201.9792 | 0
| 202.4712 | 0 | 202.181 | 0 | 202.181 | 0 | 202.3942 | 0 | 202.181 | 0.00066495 | 202.181 | 0 | 202.181 | 0 | 202.181 | 0
| 202.6742 | 0 | 202.3828 | 0 | 202.3828 | 0 | 202.5959 | 0 | 202.3828 | 0.00042047 | 202.3828 | 0 | 202.3828 | 0 | 202.3828 | 0
| 202.8771 | 0 | 202.5846 | 0 | 202.5846 | 0 | 202.7976 | 0 | 202.5846 | 0.00063508 | 202.5846 | 0 | 202.5846 | 0 | 202.5846 | 0
| 203.08 | 0 | 202.7865 | 0 | 202.7865 | 0 | 202.9993 | 0 | 202.7865 | 0.00041887 | 202.7865 | 0 | 202.7865 | 0 | 202.7865 | 0
| 203.283 | 0 | 202.9884 | 0 | 202.9884 | 0 | 203.201 | 0 | 202.9884 | 0.00066171 | 202.9884 | 0 | 202.9884 | 0 | 202.9884 | 0
| 203.486 | 0 | 203.1902 | 0 | 203.1902 | 0 | 203.4028 | 0 | 203.1902 | 0.0004217 | 203.1902 | 0 | 203.1902 | 0 | 203.1902 | 0
| 203.689 | 0 | 203.3921 | 0 | 203.3921 | 0 | 203.6045 | 0 | 203.3921 | 0.00063553 | 203.3921 | 0 | 203.3921 | 0 | 203.3921 | 0
| 203.892 | 0 | 203.594 | 0 | 203.594 | 0 | 203.8064 | 0 | 203.594 | 0.0003822 | 203.594 | 0 | 203.594 | 0 | 203.594 | 0
| 204.0951 | 0 | 203.796 | 0 | 203.796 | 0 | 204.0082 | 0 | 203.796 | 0.00063995 | 203.796 | 0 | 203.796 | 0 | 203.796 | 0
| 204.2981 | 0 | 203.9979 | 0 | 203.9979 | 0 | 204.21 | 0 | 203.9979 | 0.00040771 | 203.9979 | 0 | 203.9979 | 0 | 203.9979 | 0
| 204.5012 | 0 | 204.1998 | 0 | 204.1998 | 0 | 204.4118 | 0 | 204.1998 | 0.0006743 | 204.1998 | 0 | 204.1998 | 0 | 204.1998 | 0
| 204.7043 | 0 | 204.4018 | 0 | 204.4018 | 0 | 204.6137 | 0 | 204.4018 | 0.00043397 | 204.4018 | 0 | 204.4018 | 0 | 204.4018 | 0
| 204.9074 | 0 | 204.6038 | 0 | 204.6038 | 0 | 204.8156 | 0 | 204.6038 | 0.00064433 | 204.6038 | 0 | 204.6038 | 0 | 204.6038 | 0
| 205.1105 | 0 | 204.8058 | 0 | 204.8058 | 0 | 205.0175 | 0 | 204.8058 | 0.0004071 | 204.8058 | 0 | 204.8058 | 0 | 204.8058 | 0
| 205.3136 | 0 | 205.0078 | 0 | 205.0078 | 0 | 205.2194 | 0 | 205.0078 | 0.00064516 | 205.0078 | 0 | 205.0078 | 0 | 205.0078 | 0
| 205.5168 | 0 | 205.2098 | 0 | 205.2098 | 0 | 205.4214 | 0 | 205.2098 | 0.00041028 | 205.2098 | 0 | 205.2098 | 0 | 205.2098 | 0
| 205.72 | 0 | 205.4118 | 0 | 205.4118 | 0 | 205.6233 | 0 | 205.4118 | 0.00063049 | 205.4118 | 0 | 205.4118 | 0 | 205.4118 | 0
| 205.9232 | 0 | 205.6139 | 0 | 205.6139 | 0 | 205.8253 | 0 | 205.6139 | 0.0003804 | 205.6139 | 0 | 205.6139 | 0 | 205.6139 | 0
| 206.1264 | 0 | 205.816 | 0 | 205.816 | 0 | 206.0273 | 0 | 205.816 | 0.00069526 | 205.816 | 0 | 205.816 | 0 | 205.816 | 0
| 206.3296 | 0 | 206.0181 | 0 | 206.018 | 0 | 206.2293 | 0 | 206.0181 | 0.00038098 | 206.0181 | 0 | 206.018 | 0 | 206.0181 | 0
| 206.5328 | 0 | 206.2202 | 0 | 206.2201 | 0 | 206.4314 | 0 | 206.2202 | 0.00065757 | 206.2202 | 0 | 206.2201 | 0 | 206.2202 | 0
| 206.7361 | 0 | 206.4223 | 0 | 206.4223 | 0 | 206.6334 | 0 | 206.4223 | 0.0004444 | 206.4223 | 0 | 206.4223 | 0 | 206.4223 | 0
| 206.9394 | 0 | 206.6244 | 0 | 206.6244 | 0 | 206.8355 | 0 | 206.6244 | 0.0006699 | 206.6244 | 0 | 206.6244 | 0 | 206.6244 | 0
| 207.1427 | 0 | 206.8265 | 0 | 206.8265 | 0 | 207.0376 | 0 | 206.8265 | 0.00039174 | 206.8265 | 0 | 206.8265 | 0 | 206.8265 | 0
| 207.346 | 0 | 207.0287 | 0 | 207.0287 | 0 | 207.2397 | 0 | 207.0287 | 0.00064281 | 207.0287 | 0 | 207.0287 | 0 | 207.0287 | 0
| 207.5493 | 0 | 207.2308 | 0 | 207.2308 | 0 | 207.4418 | 0 | 207.2308 | 0.00044603 | 207.2308 | 0 | 207.2308 | 0 | 207.2308 | 0
| 207.7526 | 0 | 207.433 | 0 | 207.433 | 0 | 207.644 | 0 | 207.433 | 0.00068819 | 207.433 | 0 | 207.433 | 0 | 207.433 | 0
| 207.956 | 0 | 207.6352 | 0 | 207.6352 | 0 | 207.8462 | 0 | 207.6352 | 0.00040041 | 207.6352 | 0 | 207.6352 | 0 | 207.6352 | 0
| 208.1594 | 0 | 207.8374 | 0 | 207.8374 | 0 | 208.0483 | 0 | 207.8374 | 0.00066794 | 207.8374 | 0 | 207.8374 | 0 | 207.8374 | 0
| 208.3628 | 0 | 208.0397 | 0 | 208.0397 | 0 | 208.2506 | 0 | 208.0397 | 0.0003759 | 208.0397 | 0 | 208.0397 | 0 | 208.0397 | 0
| 208.5662 | 0 | 208.2419 | 0 | 208.2419 | 0 | 208.4528 | 0 | 208.2419 | 0.00072352 | 208.2419 | 0 | 208.2419 | 0 | 208.2419 | 0
| 208.7696 | 0 | 208.4442 | 0 | 208.4442 | 0 | 208.655 | 0 | 208.4442 | 0.0004147 | 208.4442 | 0 | 208.4442 | 0 | 208.4442 | 0
| 208.9731 | 0 | 208.6464 | 0 | 208.6464 | 0 | 208.8573 | 0 | 208.6464 | 0.00061354 | 208.6464 | 0 | 208.6464 | 0 | 208.6464 | 0
| 209.1765 | 0 | 208.8487 | 0 | 208.8487 | 0 | 209.0596 | 0 | 208.8487 | 0.00043548 | 208.8487 | 0 | 208.8487 | 0 | 208.8487 | 0
| 209.38 | 0 | 209.051 | 0 | 209.051 | 0 | 209.2619 | 0 | 209.051 | 0.00062486 | 209.051 | 0 | 209.051 | 0 | 209.051 | 0
| 209.5835 | 0 | 209.2533 | 0 | 209.2533 | 0 | 209.4642 | 0 | 209.2533 | 0.00042678 | 209.2533 | 0 | 209.2533 | 0 | 209.2533 | 0
| 209.787 | 0 | 209.4556 | 0 | 209.4556 | 0 | 209.6665 | 0 | 209.4556 | 0.00066099 | 209.4556 | 0 | 209.4556 | 0 | 209.4556 | 0
| 209.9905 | 0 | 209.658 | 0 | 209.658 | 0 | 209.8689 | 0 | 209.658 | 0.00047437 | 209.658 | 0 | 209.658 | 0 | 209.658 | 0
| 210.1941 | 0 | 209.8603 | 0 | 209.8603 | 0 | 210.0712 | 0 | 209.8603 | 0.00069082 | 209.8603 | 0 | 209.8603 | 0 | 209.8603 | 0
| 210.3977 | 0 | 210.0627 | 0 | 210.0627 | 0 | 210.2736 | 0 | 210.0627 | 0.00039581 | 210.0627 | 0 | 210.0627 | 0 | 210.0627 | 0
| 210.6012 | 0 | 210.2651 | 0 | 210.2651 | 0 | 210.476 | 0 | 210.2651 | 0.00066015 | 210.2651 | 0 | 210.2651 | 0 | 210.2651 | 0
| 210.8048 | 0 | 210.4675 | 0 | 210.4675 | 0 | 210.6785 | 0 | 210.4675 | 0.0003964 | 210.4675 | 0 | 210.4675 | 0 | 210.4675 | 0
| 211.0085 | 0 | 210.6699 | 0 | 210.6699 | 0 | 210.8809 | 0 | 210.6699 | 0.00059833 | 210.6699 | 0 | 210.6699 | 0 | 210.6699 | 0
| 211.2121 | 0 | 210.8723 | 0 | 210.8723 | 0 | 211.0834 | 0 | 210.8723 | 0.00039519 | 210.8723 | 0 | 210.8723 | 0 | 210.8723 | 0
| 211.4157 | 0 | 211.0748 | 0 | 211.0747 | 0 | 211.2859 | 0 | 211.0748 | 0.00064705 | 211.0748 | 0 | 211.0747 | 0 | 211.0748 | 0
| 211.6194 | 0 | 211.2772 | 0 | 211.2772 | 0 | 211.4884 | 0 | 211.2772 | 0.00038261 | 211.2772 | 0 | 211.2772 | 0 | 211.2772 | 0
| 211.8231 | 0 | 211.4797 | 0 | 211.4797 | 0 | 211.6909 | 0 | 211.4797 | 0.00064586 | 211.4797 | 0 | 211.4797 | 0 | 211.4797 | 0
| 212.0268 | 0 | 211.6822 | 0 | 211.6822 | 0 | 211.8934 | 0 | 211.6822 | 0.00042905 | 211.6822 | 0 | 211.6822 | 0 | 211.6822 | 0
| 212.2305 | 0 | 211.8847 | 0 | 211.8847 | 0 | 212.096 | 0 | 211.8847 | 0.00062463 | 211.8847 | 0 | 211.8847 | 0 | 211.8847 | 0
| 212.4342 | 0 | 212.0872 | 0 | 212.0872 | 0 | 212.2986 | 0 | 212.0872 | 0.0003836 | 212.0872 | 0 | 212.0872 | 0 | 212.0872 | 0
| 212.638 | 0 | 212.2897 | 0 | 212.2897 | 0 | 212.5012 | 0 | 212.2897 | 0.0005916 | 212.2897 | 0 | 212.2897 | 0 | 212.2897 | 0
| 212.8417 | 0 | 212.4922 | 0 | 212.4922 | 0 | 212.7038 | 0 | 212.4922 | 0.00039649 | 212.4922 | 0 | 212.4922 | 0 | 212.4922 | 0
| 213.0455 | 0 | 212.6948 | 0 | 212.6948 | 0 | 212.9064 | 0 | 212.6948 | 0.00059005 | 212.6948 | 0 | 212.6948 | 0 | 212.6948 | 0
| 213.2493 | 0 | 212.8974 | 0 | 212.8973 | 0 | 213.1091 | 0 | 212.8974 | 0.00041995 | 212.8974 | 0 | 212.8973 | 0 | 212.8974 | 0
| 213.4532 | 0 | 213.0999 | 0 | 213.1 | 0 | 213.3117 | 0 | 213.0999 | 0.00063102 | 213.0999 | 0 | 213.1 | 0 | 213.0999 | 0
| 213.657 | 0 | 213.3025 | 0 | 213.3025 | 0 | 213.5144 | 0 | 213.3025 | 0.00041403 | 213.3025 | 0 | 213.3025 | 0 | 213.3025 | 0
| 213.8608 | 0 | 213.5052 | 0 | 213.5052 | 0 | 213.7171 | 0 | 213.5052 | 0.00060379 | 213.5052 | 0 | 213.5052 | 0 | 213.5052 | 0
| 214.0647 | 0 | 213.7078 | 0 | 213.7078 | 0 | 213.9199 | 0 | 213.7078 | 0.00038273 | 213.7078 | 0 | 213.7078 | 0 | 213.7078 | 0
| 214.2686 | 0 | 213.9104 | 0 | 213.9104 | 0 | 214.1226 | 0 | 213.9104 | 0.0006105 | 213.9104 | 0 | 213.9104 | 0 | 213.9104 | 0
| 214.4725 | 0 | 214.1131 | 0 | 214.1131 | 0 | 214.3254 | 0 | 214.1131 | 0.00039153 | 214.1131 | 0 | 214.1131 | 0 | 214.1131 | 0
| 214.6764 | 0 | 214.3158 | 0 | 214.3158 | 0 | 214.5282 | 0 | 214.3158 | 0.00061247 | 214.3158 | 0 | 214.3158 | 0 | 214.3158 | 0
| 214.8804 | 0 | 214.5184 | 0 | 214.5184 | 0 | 214.731 | 0 | 214.5184 | 0.00042413 | 214.5184 | 0 | 214.5184 | 0 | 214.5184 | 0
| 215.0843 | 0 | 214.7211 | 0 | 214.7211 | 0 | 214.9338 | 0 | 214.7211 | 0.0006275 | 214.7211 | 0 | 214.7211 | 0 | 214.7211 | 0
| 215.2883 | 0 | 214.9238 | 0 | 214.9238 | 0 | 215.1366 | 0 | 214.9238 | 0.00041338 | 214.9238 | 0 | 214.9238 | 0 | 214.9238 | 0
| 215.4923 | 0 | 215.1266 | 0 | 215.1266 | 0 | 215.3395 | 0 | 215.1266 | 0.00055115 | 215.1266 | 0 | 215.1266 | 0 | 215.1266 | 0
| 215.6963 | 0 | 215.3293 | 0 | 215.3293 | 0 | 215.5423 | 0 | 215.3293 | 0.00040627 | 215.3293 | 0 | 215.3293 | 0 | 215.3293 | 0
| 215.9003 | 0 | 215.5321 | 0 | 215.5321 | 0 | 215.7452 | 0 | 215.5321 | 0.00058466 | 215.5321 | 0 | 215.5321 | 0 | 215.5321 | 0
| 216.1043 | 0 | 215.7348 | 0 | 215.7348 | 0 | 215.9481 | 0 | 215.7348 | 0.00035065 | 215.7348 | 0 | 215.7348 | 0 | 215.7348 | 0
| 216.3084 | 0 | 215.9376 | 0 | 215.9376 | 0 | 216.1511 | 0 | 215.9376 | 0.00058818 | 215.9376 | 0 | 215.9376 | 0 | 215.9376 | 0
| 216.5125 | 0 | 216.1404 | 0 | 216.1404 | 0 | 216.354 | 0 | 216.1404 | 0.00037212 | 216.1404 | 0 | 216.1404 | 0 | 216.1404 | 0
| 216.7166 | 0 | 216.3432 | 0 | 216.3432 | 0 | 216.557 | 0 | 216.3432 | 0.0006027 | 216.3432 | 0 | 216.3432 | 0 | 216.3432 | 0
| 216.9207 | 0 | 216.5461 | 0 | 216.5461 | 0 | 216.76 | 0 | 216.5461 | 0.00038006 | 216.5461 | 0 | 216.5461 | 0 | 216.5461 | 0
| 217.1248 | 0 | 216.7489 | 0 | 216.7489 | 0 | 216.963 | 0 | 216.7489 | 0.00058803 | 216.7489 | 0 | 216.7489 | 0 | 216.7489 | 0
| 217.3289 | 0 | 216.9518 | 0 | 216.9518 | 0 | 217.166 | 0 | 216.9518 | 0.00033873 | 216.9518 | 0 | 216.9518 | 0 | 216.9518 | 0
| 217.5331 | 0 | 217.1546 | 0 | 217.1546 | 0 | 217.369 | 0 | 217.1546 | 0.00063552 | 217.1546 | 0 | 217.1546 | 0 | 217.1546 | 0
| 217.7372 | 0 | 217.3575 | 0 | 217.3575 | 0 | 217.5721 | 0 | 217.3575 | 0.0003355 | 217.3575 | 0 | 217.3575 | 0 | 217.3575 | 0
| 217.9414 | 0 | 217.5604 | 0 | 217.5604 | 0 | 217.7752 | 0 | 217.5604 | 0.00057464 | 217.5604 | 0 | 217.5604 | 0 | 217.5604 | 0
| 218.1456 | 0 | 217.7633 | 0 | 217.7633 | 0 | 217.9783 | 0 | 217.7633 | 0.00032407 | 217.7633 | 0 | 217.7633 | 0 | 217.7633 | 0
| 218.3499 | 0 | 217.9662 | 0 | 217.9662 | 0 | 218.1814 | 0 | 217.9662 | 0.00060342 | 217.9662 | 0 | 217.9662 | 0 | 217.9662 | 0
| 218.5541 | 0 | 218.1692 | 0 | 218.1692 | 0 | 218.3845 | 0 | 218.1692 | 0.00035522 | 218.1692 | 0 | 218.1692 | 0 | 218.1692 | 0
| 218.7584 | 0 | 218.3721 | 0 | 218.3721 | 0 | 218.5877 | 0 | 218.3721 | 0.00056449 | 218.3721 | 0 | 218.3721 | 0 | 218.3721 | 0
| 218.9626 | 0 | 218.5751 | 0 | 218.5751 | 0 | 218.7908 | 0 | 218.5751 | 0.00034677 | 218.5751 | 0 | 218.5751 | 0 | 218.5751 | 0
| 219.1669 | 0 | 218.7781 | 0 | 218.7781 | 0 | 218.994 | 0 | 218.7781 | 0.0005622 | 218.7781 | 0 | 218.7781 | 0 | 218.7781 | 0
| 219.3712 | 0 | 218.9811 | 0 | 218.9811 | 0 | 219.1972 | 0 | 218.9811 | 0.00032819 | 218.9811 | 0 | 218.9811 | 0 | 218.9811 | 0
| 219.5756 | 0 | 219.1841 | 0 | 219.1841 | 0 | 219.4005 | 0 | 219.1841 | 0.00057275 | 219.1841 | 0 | 219.1841 | 0 | 219.1841 | 0
| 219.7799 | 0 | 219.3871 | 0 | 219.3871 | 0 | 219.6037 | 0 | 219.3871 | 0.00039553 | 219.3871 | 0 | 219.3871 | 0 | 219.3871 | 0
| 219.9843 | 0 | 219.5901 | 0 | 219.5901 | 0 | 219.807 | 0 | 219.5901 | 0.00064693 | 219.5901 | 0 | 219.5901 | 0 | 219.5901 | 0
| 220.1886 | 0 | 219.7932 | 0 | 219.7932 | 0 | 220.0102 | 0 | 219.7932 | 0.00035977 | 219.7932 | 0 | 219.7932 | 0 | 219.7932 | 0
| 220.393 | 0 | 219.9963 | 0 | 219.9963 | 0 | 220.2135 | 0 | 219.9963 | 0.00059144 | 219.9963 | 0 | 219.9963 | 0 | 219.9963 | 0
| 220.5974 | 0 | 220.1994 | 0 | 220.1994 | 0 | 220.4169 | 0 | 220.1994 | 0.00036557 | 220.1994 | 0 | 220.1994 | 0 | 220.1994 | 0
| 220.8019 | 0 | 220.4025 | 0 | 220.4025 | 0 | 220.6202 | 0 | 220.4025 | 0.00057942 | 220.4025 | 0 | 220.4025 | 0 | 220.4025 | 0
| 221.0063 | 0 | 220.6056 | 0 | 220.6056 | 0 | 220.8235 | 0 | 220.6056 | 0.00035747 | 220.6056 | 0 | 220.6056 | 0 | 220.6056 | 0
| 221.2108 | 0 | 220.8087 | 0 | 220.8087 | 0 | 221.0269 | 0 | 220.8087 | 0.00058146 | 220.8087 | 0 | 220.8087 | 0 | 220.8087 | 0
| 221.4152 | 0 | 221.0118 | 0 | 221.0118 | 0 | 221.2303 | 0 | 221.0118 | 0.0003657 | 221.0118 | 0 | 221.0118 | 0 | 221.0118 | 0
| 221.6197 | 0 | 221.215 | 0 | 221.215 | 0 | 221.4337 | 0 | 221.215 | 0.00061506 | 221.215 | 0 | 221.215 | 0 | 221.215 | 0
| 221.8243 | 0 | 221.4182 | 0 | 221.4181 | 0 | 221.6371 | 0 | 221.4182 | 0.00035933 | 221.4182 | 0 | 221.4181 | 0 | 221.4182 | 0
| 222.0288 | 0 | 221.6213 | 0 | 221.6213 | 0 | 221.8406 | 0 | 221.6213 | 0.00053921 | 221.6213 | 0 | 221.6213 | 0 | 221.6213 | 0
| 222.2333 | 0 | 221.8245 | 0 | 221.8245 | 0 | 222.044 | 0 | 221.8245 | 0.00034279 | 221.8245 | 0 | 221.8245 | 0 | 221.8245 | 0
| 222.4379 | 0 | 222.0277 | 0 | 222.0277 | 0 | 222.2475 | 0 | 222.0277 | 0.00058453 | 222.0277 | 0 | 222.0277 | 0 | 222.0277 | 0
| 222.6425 | 0 | 222.231 | 0 | 222.231 | 0 | 222.451 | 0 | 222.231 | 0.00036632 | 222.231 | 0 | 222.231 | 0 | 222.231 | 0
| 222.847 | 0 | 222.4342 | 0 | 222.4342 | 0 | 222.6546 | 0 | 222.4342 | 0.00060591 | 222.4342 | 0 | 222.4342 | 0 | 222.4342 | 0
| 223.0517 | 0 | 222.6375 | 0 | 222.6375 | 0 | 222.8581 | 0 | 222.6375 | 0.00037158 | 222.6375 | 0 | 222.6375 | 0 | 222.6375 | 0
| 223.2563 | 0 | 222.8407 | 0 | 222.8407 | 0 | 223.0616 | 0 | 222.8407 | 0.00059086 | 222.8407 | 0 | 222.8407 | 0 | 222.8407 | 0
| 223.4609 | 0 | 223.044 | 0 | 223.044 | 0 | 223.2652 | 0 | 223.044 | 0.00034662 | 223.044 | 0 | 223.044 | 0 | 223.044 | 0
| 223.6656 | 0 | 223.2473 | 0 | 223.2473 | 0 | 223.4688 | 0 | 223.2473 | 0.00060804 | 223.2473 | 0 | 223.2473 | 0 | 223.2473 | 0
| 223.8703 | 0 | 223.4506 | 0 | 223.4506 | 0 | 223.6724 | 0 | 223.4506 | 0.00036122 | 223.4506 | 0 | 223.4506 | 0 | 223.4506 | 0
| 224.075 | 0 | 223.6539 | 0 | 223.654 | 0 | 223.876 | 0 | 223.6539 | 0.00062609 | 223.6539 | 0 | 223.654 | 0 | 223.6539 | 0
| 224.2797 | 0 | 223.8573 | 0 | 223.8573 | 0 | 224.0797 | 0 | 223.8573 | 0.00038638 | 223.8573 | 0 | 223.8573 | 0 | 223.8573 | 0
| 224.4844 | 0 | 224.0606 | 0 | 224.0606 | 0 | 224.2834 | 0 | 224.0606 | 0.00057939 | 224.0606 | 0 | 224.0606 | 0 | 224.0606 | 0
| 224.6892 | 0 | 224.264 | 0 | 224.264 | 0 | 224.487 | 0 | 224.264 | 0.00035671 | 224.264 | 0 | 224.264 | 0 | 224.264 | 0
| 224.8939 | 0 | 224.4674 | 0 | 224.4674 | 0 | 224.6908 | 0 | 224.4674 | 0.00061427 | 224.4674 | 0 | 224.4674 | 0 | 224.4674 | 0
| 225.0987 | 0 | 224.6708 | 0 | 224.6708 | 0 | 224.8945 | 0 | 224.6708 | 0.00036632 | 224.6708 | 0 | 224.6708 | 0 | 224.6708 | 0
| 225.3035 | 0 | 224.8742 | 0 | 224.8742 | 0 | 225.0982 | 0 | 224.8742 | 0.00056947 | 224.8742 | 0 | 224.8742 | 0 | 224.8742 | 0
| 225.5083 | 0 | 225.0776 | 0 | 225.0776 | 0 | 225.302 | 0 | 225.0776 | 0.00038817 | 225.0776 | 0 | 225.0776 | 0 | 225.0776 | 0
| 225.7131 | 0 | 225.2811 | 0 | 225.281 | 0 | 225.5057 | 0 | 225.2811 | 0.00060095 | 225.2811 | 0 | 225.281 | 0 | 225.2811 | 0
| 225.918 | 0 | 225.4845 | 0 | 225.4845 | 0 | 225.7095 | 0 | 225.4845 | 0.00037885 | 225.4845 | 0 | 225.4845 | 0 | 225.4845 | 0
| 226.1228 | 0 | 225.688 | 0 | 225.688 | 0 | 225.9133 | 0 | 225.688 | 0.00057266 | 225.688 | 0 | 225.688 | 0 | 225.688 | 0
| 226.3277 | 0 | 225.8914 | 0 | 225.8914 | 0 | 226.1172 | 0 | 225.8914 | 0.00035632 | 225.8914 | 0 | 225.8914 | 0 | 225.8914 | 0
| 226.5326 | 0 | 226.0949 | 0 | 226.0949 | 0 | 226.321 | 0 | 226.0949 | 0.00061409 | 226.0949 | 0 | 226.0949 | 0 | 226.0949 | 0
| 226.7375 | 0 | 226.2984 | 0 | 226.2985 | 0 | 226.5249 | 0 | 226.2984 | 0.00033539 | 226.2984 | 0 | 226.2985 | 0 | 226.2984 | 0
| 226.9424 | 0 | 226.502 | 0 | 226.502 | 0 | 226.7288 | 0 | 226.502 | 0.00066534 | 226.502 | 0 | 226.502 | 0 | 226.502 | 0
| 227.1474 | 0 | 226.7055 | 0 | 226.7055 | 0 | 226.9327 | 0 | 226.7055 | 0.00040081 | 226.7055 | 0 | 226.7055 | 0 | 226.7055 | 0
| 227.3524 | 0 | 226.9091 | 0 | 226.9091 | 0 | 227.1366 | 0 | 226.9091 | 0.00061725 | 226.9091 | 0 | 226.9091 | 0 | 226.9091 | 0
| 227.5573 | 0 | 227.1126 | 0 | 227.1126 | 0 | 227.3405 | 0 | 227.1126 | 0.00038267 | 227.1126 | 0 | 227.1126 | 0 | 227.1126 | 0
| 227.7623 | 0 | 227.3162 | 0 | 227.3162 | 0 | 227.5445 | 0 | 227.3162 | 0.00062642 | 227.3162 | 0 | 227.3162 | 0 | 227.3162 | 0
| 227.9673 | 0 | 227.5198 | 0 | 227.5198 | 0 | 227.7485 | 0 | 227.5198 | 0.00037276 | 227.5198 | 0 | 227.5198 | 0 | 227.5198 | 0
| 228.1724 | 0 | 227.7234 | 0 | 227.7234 | 0 | 227.9525 | 0 | 227.7234 | 0.00062376 | 227.7234 | 0 | 227.7234 | 0 | 227.7234 | 0
| 228.3774 | 0 | 227.927 | 0 | 227.927 | 0 | 228.1565 | 0 | 227.927 | 0.00035969 | 227.927 | 0 | 227.927 | 0 | 227.927 | 0
| 228.5825 | 0 | 228.1307 | 0 | 228.1307 | 0 | 228.3605 | 0 | 228.1307 | 0.00062061 | 228.1307 | 0 | 228.1307 | 0 | 228.1307 | 0
| 228.7876 | 0 | 228.3343 | 0 | 228.3343 | 0 | 228.5646 | 0 | 228.3343 | 0.00041901 | 228.3343 | 0 | 228.3343 | 0 | 228.3343 | 0
| 228.9926 | 0 | 228.538 | 0 | 228.538 | 0 | 228.7686 | 0 | 228.538 | 0.00059083 | 228.538 | 0 | 228.538 | 0 | 228.538 | 0
| 229.1978 | 0 | 228.7417 | 0 | 228.7416 | 0 | 228.9727 | 0 | 228.7417 | 0.00040494 | 228.7417 | 0 | 228.7416 | 0 | 228.7417 | 0
| 229.4029 | 0 | 228.9453 | 0 | 228.9453 | 0 | 229.1768 | 0 | 228.9453 | 0.00062093 | 228.9453 | 0 | 228.9453 | 0 | 228.9453 | 0
| 229.608 | 0 | 229.149 | 0 | 229.149 | 0 | 229.381 | 0 | 229.149 | 0.00039662 | 229.149 | 0 | 229.149 | 0 | 229.149 | 0
| 229.8132 | 0 | 229.3528 | 0 | 229.3528 | 0 | 229.5851 | 0 | 229.3528 | 0.00066277 | 229.3528 | 0 | 229.3528 | 0 | 229.3528 | 0
| 230.0184 | 0 | 229.5565 | 0 | 229.5565 | 0 | 229.7893 | 0 | 229.5565 | 0.00047222 | 229.5565 | 0 | 229.5565 | 0 | 229.5565 | 0
| 230.2236 | 0 | 229.7603 | 0 | 229.7603 | 0 | 229.9934 | 0 | 229.7603 | 0.00062756 | 229.7603 | 0 | 229.7603 | 0 | 229.7603 | 0
| 230.4288 | 0 | 229.964 | 0 | 229.964 | 0 | 230.1976 | 0 | 229.964 | 0.00041406 | 229.964 | 0 | 229.964 | 0 | 229.964 | 0
| 230.634 | 0 | 230.1678 | 0 | 230.1678 | 0 | 230.4018 | 0 | 230.1678 | 0.0005714 | 230.1678 | 0 | 230.1678 | 0 | 230.1678 | 0
| 230.8393 | 0 | 230.3716 | 0 | 230.3716 | 0 | 230.6061 | 0 | 230.3716 | 0.00039101 | 230.3716 | 0 | 230.3716 | 0 | 230.3716 | 0
| 231.0445 | 0 | 230.5754 | 0 | 230.5754 | 0 | 230.8103 | 0 | 230.5754 | 0.00060625 | 230.5754 | 0 | 230.5754 | 0 | 230.5754 | 0
| 231.2498 | 0 | 230.7792 | 0 | 230.7792 | 0 | 231.0146 | 0 | 230.7792 | 0.00043218 | 230.7792 | 0 | 230.7792 | 0 | 230.7792 | 0
| 231.4551 | 0 | 230.983 | 0 | 230.983 | 0 | 231.2189 | 0 | 230.983 | 0.00065325 | 230.983 | 0 | 230.983 | 0 | 230.983 | 0
| 231.6604 | 0 | 231.1869 | 0 | 231.1869 | 0 | 231.4232 | 0 | 231.1869 | 0.0003975 | 231.1869 | 0 | 231.1869 | 0 | 231.1869 | 0
| 231.8657 | 0 | 231.3907 | 0 | 231.3907 | 0 | 231.6275 | 0 | 231.3907 | 0.00071717 | 231.3907 | 0 | 231.3907 | 0 | 231.3907 | 0
| 232.0711 | 0 | 231.5946 | 0 | 231.5946 | 0 | 231.8318 | 0 | 231.5946 | 0.00041505 | 231.5946 | 0 | 231.5946 | 0 | 231.5946 | 0
| 232.2764 | 0 | 231.7985 | 0 | 231.7985 | 0 | 232.0362 | 0 | 231.7985 | 0.00066906 | 231.7985 | 0 | 231.7985 | 0 | 231.7985 | 0
| 232.4818 | 0 | 232.0024 | 0 | 232.0024 | 0 | 232.2406 | 0 | 232.0024 | 0.00042099 | 232.0024 | 0 | 232.0024 | 0 | 232.0024 | 0
| 232.6872 | 0 | 232.2063 | 0 | 232.2063 | 0 | 232.445 | 0 | 232.2063 | 0.0006793 | 232.2063 | 0 | 232.2063 | 0 | 232.2063 | 0
| 232.8926 | 0 | 232.4103 | 0 | 232.4103 | 0 | 232.6494 | 0 | 232.4103 | 0.000423 | 232.4103 | 0 | 232.4103 | 0 | 232.4103 | 0
| 233.0981 | 0 | 232.6142 | 0 | 232.6142 | 0 | 232.8538 | 0 | 232.6142 | 0.0007067 | 232.6142 | 0 | 232.6142 | 0 | 232.6142 | 0
| 233.3035 | 0 | 232.8182 | 0 | 232.8182 | 0 | 233.0583 | 0 | 232.8182 | 0.0004666 | 232.8182 | 0 | 232.8182 | 0 | 232.8182 | 0
| 233.509 | 0 | 233.0222 | 0 | 233.0222 | 0 | 233.2627 | 0 | 233.0222 | 0.00065334 | 233.0222 | 0 | 233.0222 | 0 | 233.0222 | 0
| 233.7144 | 0 | 233.2261 | 0 | 233.2261 | 0 | 233.4672 | 0 | 233.2261 | 0.00044481 | 233.2261 | 0 | 233.2261 | 0 | 233.2261 | 0
| 233.9199 | 0 | 233.4301 | 0 | 233.4301 | 0 | 233.6717 | 0 | 233.4301 | 0.00067472 | 233.4301 | 0 | 233.4301 | 0 | 233.4301 | 0
| 234.1255 | 0 | 233.6342 | 0 | 233.6342 | 0 | 233.8762 | 0 | 233.6342 | 0.00048167 | 233.6342 | 0 | 233.6342 | 0 | 233.6342 | 0
| 234.331 | 0 | 233.8382 | 0 | 233.8382 | 0 | 234.0808 | 0 | 233.8382 | 0.00063297 | 233.8382 | 0 | 233.8382 | 0 | 233.8382 | 0
| 234.5365 | 0 | 234.0422 | 0 | 234.0422 | 0 | 234.2853 | 0 | 234.0422 | 0.00044743 | 234.0422 | 0 | 234.0422 | 0 | 234.0422 | 0
| 234.7421 | 0 | 234.2463 | 0 | 234.2463 | 0 | 234.4899 | 0 | 234.2463 | 0.00064351 | 234.2463 | 0 | 234.2463 | 0 | 234.2463 | 0
| 234.9477 | 0 | 234.4504 | 0 | 234.4504 | 0 | 234.6945 | 0 | 234.4504 | 0.00044921 | 234.4504 | 0 | 234.4504 | 0 | 234.4504 | 0
| 235.1533 | 0 | 234.6544 | 0 | 234.6544 | 0 | 234.8991 | 0 | 234.6544 | 0.00066142 | 234.6544 | 0 | 234.6544 | 0 | 234.6544 | 0
| 235.3589 | 0 | 234.8586 | 0 | 234.8586 | 0 | 235.1038 | 0 | 234.8586 | 0.00045401 | 234.8586 | 0 | 234.8586 | 0 | 234.8586 | 0
| 235.5645 | 0 | 235.0627 | 0 | 235.0627 | 0 | 235.3084 | 0 | 235.0627 | 0.0006935 | 235.0627 | 0 | 235.0627 | 0 | 235.0627 | 0
| 235.7701 | 0 | 235.2668 | 0 | 235.2668 | 0 | 235.5131 | 0 | 235.2668 | 0.00042588 | 235.2668 | 0 | 235.2668 | 0 | 235.2668 | 0
| 235.9758 | 0 | 235.4709 | 0 | 235.4709 | 0 | 235.7178 | 0 | 235.4709 | 0.00067281 | 235.4709 | 0 | 235.4709 | 0 | 235.4709 | 0
| 236.1815 | 0 | 235.6751 | 0 | 235.6751 | 0 | 235.9225 | 0 | 235.6751 | 0.00045913 | 235.6751 | 0 | 235.6751 | 0 | 235.6751 | 0
| 236.3872 | 0 | 235.8793 | 0 | 235.8793 | 0 | 236.1272 | 0 | 235.8793 | 0.00071803 | 235.8793 | 0 | 235.8793 | 0 | 235.8793 | 0
| 236.5929 | 0 | 236.0835 | 0 | 236.0834 | 0 | 236.3319 | 0 | 236.0835 | 0.00047109 | 236.0835 | 0 | 236.0834 | 0 | 236.0835 | 0
| 236.7986 | 0 | 236.2876 | 0 | 236.2876 | 0 | 236.5367 | 0 | 236.2876 | 0.0007026 | 236.2876 | 0 | 236.2876 | 0 | 236.2876 | 0
| 237.0044 | 0 | 236.4919 | 0 | 236.4918 | 0 | 236.7415 | 0 | 236.4919 | 0.00044652 | 236.4919 | 0 | 236.4918 | 0 | 236.4919 | 0
| 237.2101 | 0 | 236.6961 | 0 | 236.6961 | 0 | 236.9463 | 0 | 236.6961 | 0.00067283 | 236.6961 | 0 | 236.6961 | 0 | 236.6961 | 0
| 237.4159 | 0 | 236.9003 | 0 | 236.9003 | 0 | 237.1511 | 0 | 236.9003 | 0.00041776 | 236.9003 | 0 | 236.9003 | 0 | 236.9003 | 0
| 237.6217 | 0 | 237.1046 | 0 | 237.1046 | 0 | 237.3559 | 0 | 237.1046 | 0.0007013 | 237.1046 | 0 | 237.1046 | 0 | 237.1046 | 0
| 237.8275 | 0 | 237.3089 | 0 | 237.3089 | 0 | 237.5608 | 0 | 237.3089 | 0.0004696 | 237.3089 | 0 | 237.3089 | 0 | 237.3089 | 0
| 238.0333 | 0 | 237.5131 | 0 | 237.5131 | 0 | 237.7656 | 0 | 237.5131 | 0.00067863 | 237.5131 | 0 | 237.5131 | 0 | 237.5131 | 0
| 238.2392 | 0 | 237.7174 | 0 | 237.7174 | 0 | 237.9705 | 0 | 237.7174 | 0.00045682 | 237.7174 | 0 | 237.7174 | 0 | 237.7174 | 0
| 238.445 | 0 | 237.9217 | 0 | 237.9217 | 0 | 238.1754 | 0 | 237.9217 | 0.00065525 | 237.9217 | 0 | 237.9217 | 0 | 237.9217 | 0
| 238.6509 | 0 | 238.1261 | 0 | 238.1261 | 0 | 238.3803 | 0 | 238.1261 | 0.00047242 | 238.1261 | 0 | 238.1261 | 0 | 238.1261 | 0
| 238.8568 | 0 | 238.3304 | 0 | 238.3304 | 0 | 238.5853 | 0 | 238.3304 | 0.00068434 | 238.3304 | 0 | 238.3304 | 0 | 238.3304 | 0
| 239.0627 | 0 | 238.5348 | 0 | 238.5348 | 0 | 238.7902 | 0 | 238.5348 | 0.00047662 | 238.5348 | 0 | 238.5348 | 0 | 238.5348 | 0
| 239.2686 | 0 | 238.7391 | 0 | 238.7391 | 0 | 238.9952 | 0 | 238.7391 | 0.00066049 | 238.7391 | 0 | 238.7391 | 0 | 238.7391 | 0
| 239.4746 | 0 | 238.9435 | 0 | 238.9435 | 0 | 239.2002 | 0 | 238.9435 | 0.00044043 | 238.9435 | 0 | 238.9435 | 0 | 238.9435 | 0
| 239.6805 | 0 | 239.1479 | 0 | 239.1479 | 0 | 239.4052 | 0 | 239.1479 | 0.00068956 | 239.1479 | 0 | 239.1479 | 0 | 239.1479 | 0
| 239.8865 | 0 | 239.3523 | 0 | 239.3523 | 0 | 239.6102 | 0 | 239.3523 | 0.0004579 | 239.3523 | 0 | 239.3523 | 0 | 239.3523 | 0
| 240.0925 | 0 | 239.5567 | 0 | 239.5567 | 0 | 239.8153 | 0 | 239.5567 | 0.00066599 | 239.5567 | 0 | 239.5567 | 0 | 239.5567 | 0
| 240.2985 | 0 | 239.7612 | 0 | 239.7612 | 0 | 240.0204 | 0 | 239.7612 | 0.00048886 | 239.7612 | 0 | 239.7612 | 0 | 239.7612 | 0
| 240.5045 | 0 | 239.9656 | 0 | 239.9656 | 0 | 240.2254 | 0 | 239.9656 | 0.00070774 | 239.9656 | 0 | 239.9656 | 0 | 239.9656 | 0
| 240.7106 | 0 | 240.1701 | 0 | 240.1701 | 0 | 240.4305 | 0 | 240.1701 | 0.00043942 | 240.1701 | 0 | 240.1701 | 0 | 240.1701 | 0
| 240.9166 | 0 | 240.3746 | 0 | 240.3746 | 0 | 240.6356 | 0 | 240.3746 | 0.00074547 | 240.3746 | 0 | 240.3746 | 0 | 240.3746 | 0
| 241.1227 | 0 | 240.5791 | 0 | 240.5791 | 0 | 240.8408 | 0 | 240.5791 | 0.00046049 | 240.5791 | 0 | 240.5791 | 0 | 240.5791 | 0
| 241.3288 | 0 | 240.7836 | 0 | 240.7835 | 0 | 241.046 | 0 | 240.7836 | 0.00068664 | 240.7836 | 0 | 240.7835 | 0 | 240.7836 | 0
| 241.5349 | 0 | 240.9881 | 0 | 240.9881 | 0 | 241.2511 | 0 | 240.9881 | 0.00043711 | 240.9881 | 0 | 240.9881 | 0 | 240.9881 | 0
| 241.741 | 0 | 241.1926 | 0 | 241.1926 | 0 | 241.4563 | 0 | 241.1926 | 0.00068607 | 241.1926 | 0 | 241.1926 | 0 | 241.1926 | 0
| 241.9472 | 0 | 241.3972 | 0 | 241.3972 | 0 | 241.6615 | 0 | 241.3972 | 0.00043798 | 241.3972 | 0 | 241.3972 | 0 | 241.3972 | 0
| 242.1533 | 0 | 241.6017 | 0 | 241.6017 | 0 | 241.8667 | 0 | 241.6017 | 0.00071317 | 241.6017 | 0 | 241.6017 | 0 | 241.6017 | 0
| 242.3595 | 0 | 241.8063 | 0 | 241.8063 | 0 | 242.072 | 0 | 241.8063 | 0.00047144 | 241.8063 | 0 | 241.8063 | 0 | 241.8063 | 0
| 242.5657 | 0 | 242.0109 | 0 | 242.0109 | 0 | 242.2773 | 0 | 242.0109 | 0.00068221 | 242.0109 | 0 | 242.0109 | 0 | 242.0109 | 0
| 242.7719 | 0 | 242.2155 | 0 | 242.2155 | 0 | 242.4825 | 0 | 242.2155 | 0.00046388 | 242.2155 | 0 | 242.2155 | 0 | 242.2155 | 0
| 242.9781 | 0 | 242.4201 | 0 | 242.4201 | 0 | 242.6878 | 0 | 242.4201 | 0.00073349 | 242.4201 | 0 | 242.4201 | 0 | 242.4201 | 0
| 243.1844 | 0 | 242.6248 | 0 | 242.6248 | 0 | 242.8931 | 0 | 242.6248 | 0.00047887 | 242.6248 | 0 | 242.6248 | 0 | 242.6248 | 0
| 243.3906 | 0 | 242.8294 | 0 | 242.8294 | 0 | 243.0985 | 0 | 242.8294 | 0.0007171 | 242.8294 | 0 | 242.8294 | 0 | 242.8294 | 0
| 243.5969 | 0 | 243.0341 | 0 | 243.0341 | 0 | 243.3038 | 0 | 243.0341 | 0.00046183 | 243.0341 | 0 | 243.0341 | 0 | 243.0341 | 0
| 243.8032 | 0 | 243.2387 | 0 | 243.2387 | 0 | 243.5092 | 0 | 243.2387 | 0.00065737 | 243.2387 | 0 | 243.2387 | 0 | 243.2387 | 0
| 244.0095 | 0 | 243.4434 | 0 | 243.4434 | 0 | 243.7146 | 0 | 243.4434 | 0.00046985 | 243.4434 | 0 | 243.4434 | 0 | 243.4434 | 0
| 244.2158 | 0 | 243.6481 | 0 | 243.6481 | 0 | 243.92 | 0 | 243.6481 | 0.00063536 | 243.6481 | 0 | 243.6481 | 0 | 243.6481 | 0
| 244.4221 | 0 | 243.8528 | 0 | 243.8528 | 0 | 244.1254 | 0 | 243.8528 | 0.0004846 | 243.8528 | 0 | 243.8528 | 0 | 243.8528 | 0
| 244.6285 | 0 | 244.0576 | 0 | 244.0576 | 0 | 244.3309 | 0 | 244.0576 | 0.00065443 | 244.0576 | 0 | 244.0576 | 0 | 244.0576 | 0
| 244.8349 | 0 | 244.2623 | 0 | 244.2623 | 0 | 244.5363 | 0 | 244.2623 | 0.00046288 | 244.2623 | 0 | 244.2623 | 0 | 244.2623 | 0
| 245.0413 | 0 | 244.4671 | 0 | 244.4671 | 0 | 244.7418 | 0 | 244.4671 | 0.00070361 | 244.4671 | 0 | 244.4671 | 0 | 244.4671 | 0
| 245.2477 | 0 | 244.6718 | 0 | 244.6718 | 0 | 244.9473 | 0 | 244.6718 | 0.00046993 | 244.6718 | 0 | 244.6718 | 0 | 244.6718 | 0
| 245.4541 | 0 | 244.8766 | 0 | 244.8766 | 0 | 245.1528 | 0 | 244.8766 | 0.00068679 | 244.8766 | 0 | 244.8766 | 0 | 244.8766 | 0
| 245.6605 | 0 | 245.0814 | 0 | 245.0814 | 0 | 245.3584 | 0 | 245.0814 | 0.00045632 | 245.0814 | 0 | 245.0814 | 0 | 245.0814 | 0
| 245.867 | 0 | 245.2862 | 0 | 245.2862 | 0 | 245.5639 | 0 | 245.2862 | 0.000702 | 245.2862 | 0 | 245.2862 | 0 | 245.2862 | 0
| 246.0734 | 0 | 245.4911 | 0 | 245.4911 | 0 | 245.7695 | 0 | 245.4911 | 0.00043856 | 245.4911 | 0 | 245.4911 | 0 | 245.4911 | 0
| 246.2799 | 0 | 245.6959 | 0 | 245.6959 | 0 | 245.9751 | 0 | 245.6959 | 0.00064554 | 245.6959 | 0 | 245.6959 | 0 | 245.6959 | 0
| 246.4864 | 0 | 245.9008 | 0 | 245.9008 | 0 | 246.1807 | 0 | 245.9008 | 0.00043948 | 245.9008 | 0 | 245.9008 | 0 | 245.9008 | 0
| 246.6929 | 0 | 246.1056 | 0 | 246.1056 | 0 | 246.3863 | 0 | 246.1056 | 0.00068357 | 246.1056 | 0 | 246.1056 | 0 | 246.1056 | 0
| 246.8995 | 0 | 246.3105 | 0 | 246.3105 | 0 | 246.5919 | 0 | 246.3105 | 0.00047016 | 246.3105 | 0 | 246.3105 | 0 | 246.3105 | 0
| 247.106 | 0 | 246.5154 | 0 | 246.5154 | 0 | 246.7976 | 0 | 246.5154 | 0.00067373 | 246.5154 | 0 | 246.5154 | 0 | 246.5154 | 0
| 247.3126 | 0 | 246.7203 | 0 | 246.7203 | 0 | 247.0033 | 0 | 246.7203 | 0.00043858 | 246.7203 | 0 | 246.7203 | 0 | 246.7203 | 0
| 247.5192 | 0 | 246.9252 | 0 | 246.9253 | 0 | 247.2089 | 0 | 246.9252 | 0.00063984 | 246.9252 | 0 | 246.9253 | 0 | 246.9252 | 0
| 247.7258 | 0 | 247.1302 | 0 | 247.1302 | 0 | 247.4147 | 0 | 247.1302 | 0.00044328 | 247.1302 | 0 | 247.1302 | 0 | 247.1302 | 0
| 247.9324 | 0 | 247.3351 | 0 | 247.3351 | 0 | 247.6204 | 0 | 247.3351 | 0.00072269 | 247.3351 | 0 | 247.3351 | 0 | 247.3351 | 0
| 248.139 | 0 | 247.5401 | 0 | 247.5401 | 0 | 247.8261 | 0 | 247.5401 | 0.00044494 | 247.5401 | 0 | 247.5401 | 0 | 247.5401 | 0
| 248.3457 | 0 | 247.7451 | 0 | 247.7451 | 0 | 248.0319 | 0 | 247.7451 | 0.00064203 | 247.7451 | 0 | 247.7451 | 0 | 247.7451 | 0
| 248.5524 | 0 | 247.9501 | 0 | 247.9501 | 0 | 248.2377 | 0 | 247.9501 | 0.00045734 | 247.9501 | 0 | 247.9501 | 0 | 247.9501 | 0
| 248.759 | 0 | 248.1551 | 0 | 248.1551 | 0 | 248.4435 | 0 | 248.1551 | 0.00069976 | 248.1551 | 0 | 248.1551 | 0 | 248.1551 | 0
| 248.9657 | 0 | 248.3601 | 0 | 248.3601 | 0 | 248.6493 | 0 | 248.3601 | 0.00045039 | 248.3601 | 0 | 248.3601 | 0 | 248.3601 | 0
| 249.1725 | 0 | 248.5651 | 0 | 248.5651 | 0 | 248.8551 | 0 | 248.5651 | 0.00070751 | 248.5651 | 0 | 248.5651 | 0 | 248.5651 | 0
| 249.3792 | 0 | 248.7702 | 0 | 248.7702 | 0 | 249.061 | 0 | 248.7702 | 0.00047316 | 248.7702 | 0 | 248.7702 | 0 | 248.7702 | 0
| 249.5859 | 0 | 248.9753 | 0 | 248.9753 | 0 | 249.2669 | 0 | 248.9753 | 0.00068101 | 248.9753 | 0 | 248.9753 | 0 | 248.9753 | 0
| 249.7927 | 0 | 249.1803 | 0 | 249.1803 | 0 | 249.4728 | 0 | 249.1803 | 0.00047416 | 249.1803 | 0 | 249.1803 | 0 | 249.1803 | 0
| 249.9995 | 0 | 249.3854 | 0 | 249.3854 | 0 | 249.6787 | 0 | 249.3854 | 0.0006887 | 249.3854 | 0 | 249.3854 | 0 | 249.3854 | 0
| 250.2063 | 0 | 249.5905 | 0 | 249.5905 | 0 | 249.8846 | 0 | 249.5905 | 0.00041555 | 249.5905 | 0 | 249.5905 | 0 | 249.5905 | 0
| 250.4131 | 0 | 249.7957 | 0 | 249.7956 | 0 | 250.0905 | 0 | 249.7957 | 0.00070754 | 249.7957 | 0 | 249.7956 | 0 | 249.7957 | 0
| 250.6199 | 0 | 250.0008 | 0 | 250.0008 | 0 | 250.2965 | 0 | 250.0008 | 0.00042909 | 250.0008 | 0 | 250.0008 | 0 | 250.0008 | 0
| 250.8268 | 0 | 250.2059 | 0 | 250.2059 | 0 | 250.5025 | 0 | 250.2059 | 0.00067411 | 250.2059 | 0 | 250.2059 | 0 | 250.2059 | 0
| 251.0336 | 0 | 250.4111 | 0 | 250.4111 | 0 | 250.7085 | 0 | 250.4111 | 0.00045099 | 250.4111 | 0 | 250.4111 | 0 | 250.4111 | 0
| 251.2405 | 0 | 250.6163 | 0 | 250.6163 | 0 | 250.9145 | 0 | 250.6163 | 0.0006395 | 250.6163 | 0 | 250.6163 | 0 | 250.6163 | 0
| 251.4474 | 0 | 250.8215 | 0 | 250.8215 | 0 | 251.1205 | 0 | 250.8215 | 0.00046594 | 250.8215 | 0 | 250.8215 | 0 | 250.8215 | 0
| 251.6543 | 0 | 251.0267 | 0 | 251.0267 | 0 | 251.3266 | 0 | 251.0267 | 0.00063519 | 251.0267 | 0 | 251.0267 | 0 | 251.0267 | 0
| 251.8613 | 0 | 251.2319 | 0 | 251.2319 | 0 | 251.5326 | 0 | 251.2319 | 0.00047632 | 251.2319 | 0 | 251.2319 | 0 | 251.2319 | 0
| 252.0682 | 0 | 251.4371 | 0 | 251.4371 | 0 | 251.7387 | 0 | 251.4371 | 0.00065824 | 251.4371 | 0 | 251.4371 | 0 | 251.4371 | 0
| 252.2752 | 0 | 251.6423 | 0 | 251.6423 | 0 | 251.9448 | 0 | 251.6423 | 0.00045645 | 251.6423 | 0 | 251.6423 | 0 | 251.6423 | 0
| 252.4821 | 0 | 251.8476 | 0 | 251.8476 | 0 | 252.1509 | 0 | 251.8476 | 0.00068892 | 251.8476 | 0 | 251.8476 | 0 | 251.8476 | 0
| 252.6891 | 0 | 252.0529 | 0 | 252.0529 | 0 | 252.3571 | 0 | 252.0529 | 0.00049203 | 252.0529 | 0 | 252.0529 | 0 | 252.0529 | 0
| 252.8961 | 0 | 252.2582 | 0 | 252.2582 | 0 | 252.5633 | 0 | 252.2582 | 0.0007001 | 252.2582 | 0 | 252.2582 | 0 | 252.2582 | 0
| 253.1032 | 0 | 252.4635 | 0 | 252.4635 | 0 | 252.7694 | 0 | 252.4635 | 0.00044009 | 252.4635 | 0 | 252.4635 | 0 | 252.4635 | 0
| 253.3102 | 0 | 252.6688 | 0 | 252.6688 | 0 | 252.9756 | 0 | 252.6688 | 0.00064742 | 252.6688 | 0 | 252.6688 | 0 | 252.6688 | 0
| 253.5173 | 0 | 252.8741 | 0 | 252.8741 | 0 | 253.1818 | 0 | 252.8741 | 0.00045093 | 252.8741 | 0 | 252.8741 | 0 | 252.8741 | 0
| 253.7243 | 0 | 253.0794 | 0 | 253.0794 | 0 | 253.388 | 0 | 253.0794 | 0.00071882 | 253.0794 | 0 | 253.0794 | 0 | 253.0794 | 0
| 253.9314 | 0 | 253.2848 | 0 | 253.2848 | 0 | 253.5943 | 0 | 253.2848 | 0.00046934 | 253.2848 | 0 | 253.2848 | 0 | 253.2848 | 0
| 254.1385 | 0 | 253.4902 | 0 | 253.4902 | 0 | 253.8006 | 0 | 253.4902 | 0.00065614 | 253.4902 | 0 | 253.4902 | 0 | 253.4902 | 0
| 254.3457 | 0 | 253.6955 | 0 | 253.6955 | 0 | 254.0068 | 0 | 253.6955 | 0.00041906 | 253.6955 | 0 | 253.6955 | 0 | 253.6955 | 0
| 254.5528 | 0 | 253.9009 | 0 | 253.9009 | 0 | 254.2131 | 0 | 253.9009 | 0.00066055 | 253.9009 | 0 | 253.9009 | 0 | 253.9009 | 0
| 254.76 | 0 | 254.1064 | 0 | 254.1063 | 0 | 254.4195 | 0 | 254.1064 | 0.00049789 | 254.1064 | 0 | 254.1063 | 0 | 254.1064 | 0
| 254.9671 | 0 | 254.3118 | 0 | 254.3118 | 0 | 254.6258 | 0 | 254.3118 | 0.00066751 | 254.3118 | 0 | 254.3118 | 0 | 254.3118 | 0
| 255.1743 | 0 | 254.5172 | 0 | 254.5172 | 0 | 254.8321 | 0 | 254.5172 | 0.00041947 | 254.5172 | 0 | 254.5172 | 0 | 254.5172 | 0
| 255.3815 | 0 | 254.7227 | 0 | 254.7227 | 0 | 255.0385 | 0 | 254.7227 | 0.00065552 | 254.7227 | 0 | 254.7227 | 0 | 254.7227 | 0
| 255.5888 | 0 | 254.9281 | 0 | 254.9281 | 0 | 255.2449 | 0 | 254.9281 | 0.00047625 | 254.9281 | 0 | 254.9281 | 0 | 254.9281 | 0
| 255.796 | 0 | 255.1336 | 0 | 255.1336 | 0 | 255.4513 | 0 | 255.1336 | 0.0006539 | 255.1336 | 0 | 255.1336 | 0 | 255.1336 | 0
| 256.0032 | 0 | 255.3391 | 0 | 255.3391 | 0 | 255.6577 | 0 | 255.3391 | 0.00045412 | 255.3391 | 0 | 255.3391 | 0 | 255.3391 | 0
| 256.2105 | 0 | 255.5446 | 0 | 255.5446 | 0 | 255.8642 | 0 | 255.5446 | 0.00071469 | 255.5446 | 0 | 255.5446 | 0 | 255.5446 | 0
| 256.4178 | 0 | 255.7501 | 0 | 255.7501 | 0 | 256.0706 | 0 | 255.7501 | 0.00043238 | 255.7501 | 0 | 255.7501 | 0 | 255.7501 | 0
| 256.6251 | 0 | 255.9557 | 0 | 255.9557 | 0 | 256.2771 | 0 | 255.9557 | 0.00066333 | 255.9557 | 0 | 255.9557 | 0 | 255.9557 | 0
| 256.8324 | 0 | 256.1612 | 0 | 256.1612 | 0 | 256.4836 | 0 | 256.1612 | 0.00047169 | 256.1612 | 0 | 256.1612 | 0 | 256.1612 | 0
| 257.0398 | 0 | 256.3668 | 0 | 256.3668 | 0 | 256.6901 | 0 | 256.3668 | 0.00068547 | 256.3668 | 0 | 256.3668 | 0 | 256.3668 | 0
| 257.2471 | 0 | 256.5723 | 0 | 256.5723 | 0 | 256.8966 | 0 | 256.5723 | 0.00044465 | 256.5723 | 0 | 256.5723 | 0 | 256.5723 | 0
| 257.4545 | 0 | 256.7779 | 0 | 256.7779 | 0 | 257.1032 | 0 | 256.7779 | 0.00069594 | 256.7779 | 0 | 256.7779 | 0 | 256.7779 | 0
| 257.6619 | 0 | 256.9835 | 0 | 256.9835 | 0 | 257.3098 | 0 | 256.9835 | 0.00043871 | 256.9835 | 0 | 256.9835 | 0 | 256.9835 | 0
| 257.8693 | 0 | 257.1891 | 0 | 257.1891 | 0 | 257.5163 | 0 | 257.1891 | 0.00065614 | 257.1891 | 0 | 257.1891 | 0 | 257.1891 | 0
| 258.0767 | 0 | 257.3948 | 0 | 257.3948 | 0 | 257.7229 | 0 | 257.3948 | 0.00044282 | 257.3948 | 0 | 257.3948 | 0 | 257.3948 | 0
| 258.2841 | 0 | 257.6004 | 0 | 257.6004 | 0 | 257.9296 | 0 | 257.6004 | 0.00070214 | 257.6004 | 0 | 257.6004 | 0 | 257.6004 | 0
| 258.4916 | 0 | 257.8061 | 0 | 257.8061 | 0 | 258.1362 | 0 | 257.8061 | 0.00042232 | 257.8061 | 0 | 257.8061 | 0 | 257.8061 | 0
| 258.699 | 0 | 258.0117 | 0 | 258.0118 | 0 | 258.3428 | 0 | 258.0117 | 0.00068464 | 258.0117 | 0 | 258.0118 | 0 | 258.0117 | 0
| 258.9065 | 0 | 258.2174 | 0 | 258.2174 | 0 | 258.5495 | 0 | 258.2174 | 0.00047022 | 258.2174 | 0 | 258.2174 | 0 | 258.2174 | 0
| 259.114 | 0 | 258.4231 | 0 | 258.4231 | 0 | 258.7562 | 0 | 258.4231 | 0.00069117 | 258.4231 | 0 | 258.4231 | 0 | 258.4231 | 0
| 259.3215 | 0 | 258.6288 | 0 | 258.6288 | 0 | 258.9629 | 0 | 258.6288 | 0.00042683 | 258.6288 | 0 | 258.6288 | 0 | 258.6288 | 0
| 259.5291 | 0 | 258.8346 | 0 | 258.8346 | 0 | 259.1696 | 0 | 258.8346 | 0.00069841 | 258.8346 | 0 | 258.8346 | 0 | 258.8346 | 0
| 259.7366 | 0 | 259.0403 | 0 | 259.0403 | 0 | 259.3764 | 0 | 259.0403 | 0.00042451 | 259.0403 | 0 | 259.0403 | 0 | 259.0403 | 0
| 259.9442 | 0 | 259.2461 | 0 | 259.2461 | 0 | 259.5831 | 0 | 259.2461 | 0.00067866 | 259.2461 | 0 | 259.2461 | 0 | 259.2461 | 0
| 260.1517 | 0 | 259.4518 | 0 | 259.4518 | 0 | 259.7899 | 0 | 259.4518 | 0.00043127 | 259.4518 | 0 | 259.4518 | 0 | 259.4518 | 0
| 260.3594 | 0 | 259.6576 | 0 | 259.6576 | 0 | 259.9967 | 0 | 259.6576 | 0.00066381 | 259.6576 | 0 | 259.6576 | 0 | 259.6576 | 0
| 260.567 | 0 | 259.8634 | 0 | 259.8634 | 0 | 260.2035 | 0 | 259.8634 | 0.00043965 | 259.8634 | 0 | 259.8634 | 0 | 259.8634 | 0
| 260.7746 | 0 | 260.0692 | 0 | 260.0692 | 0 | 260.4103 | 0 | 260.0692 | 0.00064786 | 260.0692 | 0 | 260.0692 | 0 | 260.0692 | 0
| 260.9822 | 0 | 260.2751 | 0 | 260.2751 | 0 | 260.6172 | 0 | 260.2751 | 0.00043339 | 260.2751 | 0 | 260.2751 | 0 | 260.2751 | 0
| 261.1899 | 0 | 260.4809 | 0 | 260.4809 | 0 | 260.8241 | 0 | 260.4809 | 0.00073248 | 260.4809 | 0 | 260.4809 | 0 | 260.4809 | 0
| 261.3976 | 0 | 260.6867 | 0 | 260.6867 | 0 | 261.0309 | 0 | 260.6867 | 0.0004306 | 260.6867 | 0 | 260.6867 | 0 | 260.6867 | 0
| 261.6053 | 0 | 260.8926 | 0 | 260.8926 | 0 | 261.2378 | 0 | 260.8926 | 0.00068219 | 260.8926 | 0 | 260.8926 | 0 | 260.8926 | 0
| 261.813 | 0 | 261.0985 | 0 | 261.0985 | 0 | 261.4448 | 0 | 261.0985 | 0.00044335 | 261.0985 | 0 | 261.0985 | 0 | 261.0985 | 0
| 262.0207 | 0 | 261.3044 | 0 | 261.3043 | 0 | 261.6517 | 0 | 261.3044 | 0.00073983 | 261.3044 | 0 | 261.3043 | 0 | 261.3044 | 0
| 262.2284 | 0 | 261.5103 | 0 | 261.5103 | 0 | 261.8586 | 0 | 261.5103 | 0.00041816 | 261.5103 | 0 | 261.5103 | 0 | 261.5103 | 0
| 262.4362 | 0 | 261.7162 | 0 | 261.7162 | 0 | 262.0656 | 0 | 261.7162 | 0.00065844 | 261.7162 | 0 | 261.7162 | 0 | 261.7162 | 0
| 262.644 | 0 | 261.9221 | 0 | 261.9221 | 0 | 262.2726 | 0 | 261.9221 | 0.00041135 | 261.9221 | 0 | 261.9221 | 0 | 261.9221 | 0
| 262.8518 | 0 | 262.1281 | 0 | 262.1281 | 0 | 262.4796 | 0 | 262.1281 | 0.00069244 | 262.1281 | 0 | 262.1281 | 0 | 262.1281 | 0
| 263.0596 | 0 | 262.334 | 0 | 262.334 | 0 | 262.6866 | 0 | 262.334 | 0.00046564 | 262.334 | 0 | 262.334 | 0 | 262.334 | 0
| 263.2674 | 0 | 262.54 | 0 | 262.54 | 0 | 262.8937 | 0 | 262.54 | 0.00066325 | 262.54 | 0 | 262.54 | 0 | 262.54 | 0
| 263.4752 | 0 | 262.746 | 0 | 262.746 | 0 | 263.1007 | 0 | 262.746 | 0.00043577 | 262.746 | 0 | 262.746 | 0 | 262.746 | 0
| 263.6831 | 0 | 262.952 | 0 | 262.952 | 0 | 263.3078 | 0 | 262.952 | 0.00074133 | 262.952 | 0 | 262.952 | 0 | 262.952 | 0
| 263.8909 | 0 | 263.158 | 0 | 263.158 | 0 | 263.5149 | 0 | 263.158 | 0.00045239 | 263.158 | 0 | 263.158 | 0 | 263.158 | 0
| 264.0988 | 0 | 263.364 | 0 | 263.364 | 0 | 263.722 | 0 | 263.364 | 0.00067295 | 263.364 | 0 | 263.364 | 0 | 263.364 | 0
| 264.3067 | 0 | 263.5701 | 0 | 263.5701 | 0 | 263.9291 | 0 | 263.5701 | 0.0004356 | 263.5701 | 0 | 263.5701 | 0 | 263.5701 | 0
| 264.5147 | 0 | 263.7761 | 0 | 263.7761 | 0 | 264.1363 | 0 | 263.7761 | 0.00070722 | 263.7761 | 0 | 263.7761 | 0 | 263.7761 | 0
| 264.7226 | 0 | 263.9822 | 0 | 263.9822 | 0 | 264.3435 | 0 | 263.9822 | 0.00045396 | 263.9822 | 0 | 263.9822 | 0 | 263.9822 | 0
| 264.9305 | 0 | 264.1883 | 0 | 264.1883 | 0 | 264.5506 | 0 | 264.1883 | 0.00067507 | 264.1883 | 0 | 264.1883 | 0 | 264.1883 | 0
| 265.1385 | 0 | 264.3944 | 0 | 264.3944 | 0 | 264.7578 | 0 | 264.3944 | 0.00048863 | 264.3944 | 0 | 264.3944 | 0 | 264.3944 | 0
| 265.3465 | 0 | 264.6005 | 0 | 264.6005 | 0 | 264.9651 | 0 | 264.6005 | 0.00068169 | 264.6005 | 0 | 264.6005 | 0 | 264.6005 | 0
| 265.5545 | 0 | 264.8066 | 0 | 264.8066 | 0 | 265.1723 | 0 | 264.8066 | 0.00041579 | 264.8066 | 0 | 264.8066 | 0 | 264.8066 | 0
| 265.7625 | 0 | 265.0128 | 0 | 265.0128 | 0 | 265.3795 | 0 | 265.0128 | 0.00073757 | 265.0128 | 0 | 265.0128 | 0 | 265.0128 | 0
| 265.9705 | 0 | 265.2189 | 0 | 265.2189 | 0 | 265.5868 | 0 | 265.2189 | 0.00043951 | 265.2189 | 0 | 265.2189 | 0 | 265.2189 | 0
| 266.1786 | 0 | 265.4251 | 0 | 265.4251 | 0 | 265.7941 | 0 | 265.4251 | 0.00067333 | 265.4251 | 0 | 265.4251 | 0 | 265.4251 | 0
| 266.3867 | 0 | 265.6313 | 0 | 265.6313 | 0 | 266.0014 | 0 | 265.6313 | 0.00047418 | 265.6313 | 0 | 265.6313 | 0 | 265.6313 | 0
| 266.5947 | 0 | 265.8374 | 0 | 265.8374 | 0 | 266.2087 | 0 | 265.8374 | 0.0006988 | 265.8374 | 0 | 265.8374 | 0 | 265.8374 | 0
| 266.8028 | 0 | 266.0436 | 0 | 266.0436 | 0 | 266.416 | 0 | 266.0436 | 0.00046824 | 266.0436 | 0 | 266.0436 | 0 | 266.0436 | 0
| 267.0109 | 0 | 266.2499 | 0 | 266.2499 | 0 | 266.6234 | 0 | 266.2499 | 0.00071645 | 266.2499 | 0 | 266.2499 | 0 | 266.2499 | 0
| 267.2191 | 0 | 266.4561 | 0 | 266.4561 | 0 | 266.8308 | 0 | 266.4561 | 0.00045204 | 266.4561 | 0 | 266.4561 | 0 | 266.4561 | 0
| 267.4272 | 0 | 266.6624 | 0 | 266.6624 | 0 | 267.0382 | 0 | 266.6624 | 0.00066286 | 266.6624 | 0 | 266.6624 | 0 | 266.6624 | 0
| 267.6354 | 0 | 266.8686 | 0 | 266.8686 | 0 | 267.2456 | 0 | 266.8686 | 0.0004381 | 266.8686 | 0 | 266.8686 | 0 | 266.8686 | 0
| 267.8436 | 0 | 267.0749 | 0 | 267.0749 | 0 | 267.453 | 0 | 267.0749 | 0.0006968 | 267.0749 | 0 | 267.0749 | 0 | 267.0749 | 0
| 268.0518 | 0 | 267.2812 | 0 | 267.2812 | 0 | 267.6605 | 0 | 267.2812 | 0.00046786 | 267.2812 | 0 | 267.2812 | 0 | 267.2812 | 0
| 268.26 | 0 | 267.4875 | 0 | 267.4875 | 0 | 267.8679 | 0 | 267.4875 | 0.00071452 | 267.4875 | 0 | 267.4875 | 0 | 267.4875 | 0
| 268.4682 | 0 | 267.6938 | 0 | 267.6938 | 0 | 268.0754 | 0 | 267.6938 | 0.00045794 | 267.6938 | 0 | 267.6938 | 0 | 267.6938 | 0
| 268.6764 | 0 | 267.9001 | 0 | 267.9001 | 0 | 268.2829 | 0 | 267.9001 | 0.00066159 | 267.9001 | 0 | 267.9001 | 0 | 267.9001 | 0
| 268.8847 | 0 | 268.1065 | 0 | 268.1065 | 0 | 268.4904 | 0 | 268.1065 | 0.00039965 | 268.1065 | 0 | 268.1065 | 0 | 268.1065 | 0
| 269.093 | 0 | 268.3128 | 0 | 268.3128 | 0 | 268.6979 | 0 | 268.3128 | 0.0006886 | 268.3128 | 0 | 268.3128 | 0 | 268.3128 | 0
| 269.3012 | 0 | 268.5192 | 0 | 268.5192 | 0 | 268.9055 | 0 | 268.5192 | 0.00045131 | 268.5192 | 0 | 268.5192 | 0 | 268.5192 | 0
| 269.5096 | 0 | 268.7256 | 0 | 268.7256 | 0 | 269.113 | 0 | 268.7256 | 0.00066141 | 268.7256 | 0 | 268.7256 | 0 | 268.7256 | 0
| 269.7179 | 0 | 268.932 | 0 | 268.932 | 0 | 269.3206 | 0 | 268.932 | 0.00046554 | 268.932 | 0 | 268.932 | 0 | 268.932 | 0
| 269.9262 | 0 | 269.1384 | 0 | 269.1384 | 0 | 269.5282 | 0 | 269.1384 | 0.00069924 | 269.1384 | 0 | 269.1384 | 0 | 269.1384 | 0
| 270.1346 | 0 | 269.3448 | 0 | 269.3448 | 0 | 269.7359 | 0 | 269.3448 | 0.00046381 | 269.3448 | 0 | 269.3448 | 0 | 269.3448 | 0
| 270.3429 | 0 | 269.5512 | 0 | 269.5512 | 0 | 269.9435 | 0 | 269.5512 | 0.00071243 | 269.5512 | 0 | 269.5512 | 0 | 269.5512 | 0
| 270.5513 | 0 | 269.7577 | 0 | 269.7577 | 0 | 270.1511 | 0 | 269.7577 | 0.00042877 | 269.7577 | 0 | 269.7577 | 0 | 269.7577 | 0
| 270.7597 | 0 | 269.9642 | 0 | 269.9642 | 0 | 270.3588 | 0 | 269.9642 | 0.00069171 | 269.9642 | 0 | 269.9642 | 0 | 269.9642 | 0
| 270.9681 | 0 | 270.1707 | 0 | 270.1707 | 0 | 270.5665 | 0 | 270.1707 | 0.00039715 | 270.1707 | 0 | 270.1707 | 0 | 270.1707 | 0
| 271.1766 | 0 | 270.3771 | 0 | 270.3771 | 0 | 270.7742 | 0 | 270.3771 | 0.00072079 | 270.3771 | 0 | 270.3771 | 0 | 270.3771 | 0
| 271.385 | 0 | 270.5836 | 0 | 270.5836 | 0 | 270.9819 | 0 | 270.5836 | 0.00044175 | 270.5836 | 0 | 270.5836 | 0 | 270.5836 | 0
| 271.5935 | 0 | 270.7902 | 0 | 270.7902 | 0 | 271.1897 | 0 | 270.7902 | 0.00068868 | 270.7902 | 0 | 270.7902 | 0 | 270.7902 | 0
| 271.802 | 0 | 270.9967 | 0 | 270.9967 | 0 | 271.3974 | 0 | 270.9967 | 0.0004601 | 270.9967 | 0 | 270.9967 | 0 | 270.9967 | 0
| 272.0105 | 0 | 271.2032 | 0 | 271.2033 | 0 | 271.6052 | 0 | 271.2032 | 0.00064619 | 271.2032 | 0 | 271.2033 | 0 | 271.2032 | 0
| 272.219 | 0 | 271.4098 | 0 | 271.4098 | 0 | 271.813 | 0 | 271.4098 | 0.0004738 | 271.4098 | 0 | 271.4098 | 0 | 271.4098 | 0
| 272.4275 | 0 | 271.6164 | 0 | 271.6164 | 0 | 272.0208 | 0 | 271.6164 | 0.0006893 | 271.6164 | 0 | 271.6164 | 0 | 271.6164 | 0
| 272.6361 | 0 | 271.823 | 0 | 271.823 | 0 | 272.2286 | 0 | 271.823 | 0.00044019 | 271.823 | 0 | 271.823 | 0 | 271.823 | 0
| 272.8446 | 0 | 272.0296 | 0 | 272.0296 | 0 | 272.4365 | 0 | 272.0296 | 0.00069624 | 272.0296 | 0 | 272.0296 | 0 | 272.0296 | 0
| 273.0532 | 0 | 272.2362 | 0 | 272.2362 | 0 | 272.6443 | 0 | 272.2362 | 0.00045548 | 272.2362 | 0 | 272.2362 | 0 | 272.2362 | 0
| 273.2618 | 0 | 272.4428 | 0 | 272.4428 | 0 | 272.8522 | 0 | 272.4428 | 0.00066521 | 272.4428 | 0 | 272.4428 | 0 | 272.4428 | 0
| 273.4704 | 0 | 272.6494 | 0 | 272.6494 | 0 | 273.0601 | 0 | 272.6494 | 0.00050142 | 272.6494 | 0 | 272.6494 | 0 | 272.6494 | 0
| 273.6791 | 0 | 272.8561 | 0 | 272.8561 | 0 | 273.268 | 0 | 272.8561 | 0.00074987 | 272.8561 | 0 | 272.8561 | 0 | 272.8561 | 0
| 273.8877 | 0 | 273.0628 | 0 | 273.0628 | 0 | 273.476 | 0 | 273.0628 | 0.00045579 | 273.0628 | 0 | 273.0628 | 0 | 273.0628 | 0
| 274.0963 | 0 | 273.2695 | 0 | 273.2695 | 0 | 273.6839 | 0 | 273.2695 | 0.00067615 | 273.2695 | 0 | 273.2695 | 0 | 273.2695 | 0
| 274.305 | 0 | 273.4762 | 0 | 273.4762 | 0 | 273.8919 | 0 | 273.4762 | 0.00051827 | 273.4762 | 0 | 273.4762 | 0 | 273.4762 | 0
| 274.5137 | 0 | 273.6829 | 0 | 273.6829 | 0 | 274.0999 | 0 | 273.6829 | 0.00070395 | 273.6829 | 0 | 273.6829 | 0 | 273.6829 | 0
| 274.7224 | 0 | 273.8896 | 0 | 273.8896 | 0 | 274.3079 | 0 | 273.8896 | 0.00053623 | 273.8896 | 0 | 273.8896 | 0 | 273.8896 | 0
| 274.9311 | 0 | 274.0963 | 0 | 274.0963 | 0 | 274.5159 | 0 | 274.0963 | 0.00072428 | 274.0963 | 0 | 274.0963 | 0 | 274.0963 | 0
| 275.1399 | 0 | 274.3031 | 0 | 274.3031 | 0 | 274.7239 | 0 | 274.3031 | 0.00048002 | 274.3031 | 0 | 274.3031 | 0 | 274.3031 | 0
| 275.3486 | 0 | 274.5099 | 0 | 274.5099 | 0 | 274.932 | 0 | 274.5099 | 0.00065624 | 274.5099 | 0 | 274.5099 | 0 | 274.5099 | 0
| 275.5574 | 0 | 274.7166 | 0 | 274.7166 | 0 | 275.14 | 0 | 274.7166 | 0.00051564 | 274.7166 | 0 | 274.7166 | 0 | 274.7166 | 0
| 275.7662 | 0 | 274.9234 | 0 | 274.9234 | 0 | 275.3481 | 0 | 274.9234 | 0.00068721 | 274.9234 | 0 | 274.9234 | 0 | 274.9234 | 0
| 275.975 | 0 | 275.1302 | 0 | 275.1302 | 0 | 275.5562 | 0 | 275.1302 | 0.00047861 | 275.1302 | 0 | 275.1302 | 0 | 275.1302 | 0
| 276.1838 | 0 | 275.337 | 0 | 275.337 | 0 | 275.7644 | 0 | 275.337 | 0.00070056 | 275.337 | 0 | 275.337 | 0 | 275.337 | 0
| 276.3927 | 0 | 275.5439 | 0 | 275.5439 | 0 | 275.9725 | 0 | 275.5439 | 0.00051609 | 275.5439 | 0 | 275.5439 | 0 | 275.5439 | 0
| 276.6015 | 0 | 275.7507 | 0 | 275.7507 | 0 | 276.1807 | 0 | 275.7507 | 0.00070327 | 275.7507 | 0 | 275.7507 | 0 | 275.7507 | 0
| 276.8104 | 0 | 275.9576 | 0 | 275.9576 | 0 | 276.3888 | 0 | 275.9576 | 0.000469 | 275.9576 | 0 | 275.9576 | 0 | 275.9576 | 0
| 277.0192 | 0 | 276.1645 | 0 | 276.1645 | 0 | 276.597 | 0 | 276.1645 | 0.00074106 | 276.1645 | 0 | 276.1645 | 0 | 276.1645 | 0
| 277.2282 | 0 | 276.3713 | 0 | 276.3713 | 0 | 276.8052 | 0 | 276.3713 | 0.00047932 | 276.3713 | 0 | 276.3713 | 0 | 276.3713 | 0
| 277.4371 | 0 | 276.5782 | 0 | 276.5783 | 0 | 277.0135 | 0 | 276.5782 | 0.00072556 | 276.5782 | 0 | 276.5783 | 0 | 276.5782 | 0
| 277.646 | 0 | 276.7852 | 0 | 276.7852 | 0 | 277.2217 | 0 | 276.7852 | 0.00048264 | 276.7852 | 0 | 276.7852 | 0 | 276.7852 | 0
| 277.8549 | 0 | 276.9921 | 0 | 276.9921 | 0 | 277.43 | 0 | 276.9921 | 0.00072587 | 276.9921 | 0 | 276.9921 | 0 | 276.9921 | 0
| 278.0639 | 0 | 277.199 | 0 | 277.199 | 0 | 277.6383 | 0 | 277.199 | 0.00048693 | 277.199 | 0 | 277.199 | 0 | 277.199 | 0
| 278.2729 | 0 | 277.406 | 0 | 277.406 | 0 | 277.8465 | 0 | 277.406 | 0.00069683 | 277.406 | 0 | 277.406 | 0 | 277.406 | 0
| 278.4819 | 0 | 277.6129 | 0 | 277.613 | 0 | 278.0549 | 0 | 277.6129 | 0.00052951 | 277.6129 | 0 | 277.613 | 0 | 277.6129 | 0
| 278.6909 | 0 | 277.8199 | 0 | 277.8199 | 0 | 278.2632 | 0 | 277.8199 | 0.000706 | 277.8199 | 0 | 277.8199 | 0 | 277.8199 | 0
| 278.8999 | 0 | 278.0269 | 0 | 278.0269 | 0 | 278.4715 | 0 | 278.0269 | 0.00043821 | 278.0269 | 0 | 278.0269 | 0 | 278.0269 | 0
| 279.1089 | 0 | 278.2339 | 0 | 278.2339 | 0 | 278.6799 | 0 | 278.2339 | 0.00070485 | 278.2339 | 0 | 278.2339 | 0 | 278.2339 | 0
| 279.318 | 0 | 278.4409 | 0 | 278.4409 | 0 | 278.8883 | 0 | 278.4409 | 0.00049485 | 278.4409 | 0 | 278.4409 | 0 | 278.4409 | 0
| 279.5271 | 0 | 278.648 | 0 | 278.648 | 0 | 279.0967 | 0 | 278.648 | 0.00075118 | 278.648 | 0 | 278.648 | 0 | 278.648 | 0
| 279.7362 | 0 | 278.855 | 0 | 278.855 | 0 | 279.3051 | 0 | 278.855 | 0.00045488 | 278.855 | 0 | 278.855 | 0 | 278.855 | 0
| 279.9453 | 0 | 279.0621 | 0 | 279.0621 | 0 | 279.5135 | 0 | 279.0621 | 0.00075914 | 279.0621 | 0 | 279.0621 | 0 | 279.0621 | 0
| 280.1544 | 0 | 279.2692 | 0 | 279.2692 | 0 | 279.722 | 0 | 279.2692 | 0.00051206 | 279.2692 | 0 | 279.2692 | 0 | 279.2692 | 0
| 280.3635 | 0 | 279.4763 | 0 | 279.4763 | 0 | 279.9305 | 0 | 279.4763 | 0.00072835 | 279.4763 | 0 | 279.4763 | 0 | 279.4763 | 0
| 280.5727 | 0 | 279.6833 | 0 | 279.6834 | 0 | 280.1389 | 0 | 279.6833 | 0.00045775 | 279.6833 | 0 | 279.6834 | 0 | 279.6833 | 0
| 280.7819 | 0 | 279.8905 | 0 | 279.8905 | 0 | 280.3474 | 0 | 279.8905 | 0.00077644 | 279.8905 | 0 | 279.8905 | 0 | 279.8905 | 0
| 280.991 | 0 | 280.0976 | 0 | 280.0976 | 0 | 280.556 | 0 | 280.0976 | 0.00049108 | 280.0976 | 0 | 280.0976 | 0 | 280.0976 | 0
| 281.2002 | 0 | 280.3047 | 0 | 280.3048 | 0 | 280.7645 | 0 | 280.3047 | 0.00072789 | 280.3047 | 0 | 280.3048 | 0 | 280.3047 | 0
| 281.4095 | 0 | 280.5119 | 0 | 280.5119 | 0 | 280.9731 | 0 | 280.5119 | 0.00049918 | 280.5119 | 0 | 280.5119 | 0 | 280.5119 | 0
| 281.6187 | 0 | 280.7191 | 0 | 280.7191 | 0 | 281.1816 | 0 | 280.7191 | 0.00079114 | 280.7191 | 0 | 280.7191 | 0 | 280.7191 | 0
| 281.8279 | 0 | 280.9263 | 0 | 280.9263 | 0 | 281.3902 | 0 | 280.9263 | 0.00054496 | 280.9263 | 0 | 280.9263 | 0 | 280.9263 | 0
| 282.0372 | 0 | 281.1335 | 0 | 281.1334 | 0 | 281.5988 | 0 | 281.1335 | 0.00073944 | 281.1335 | 0 | 281.1334 | 0 | 281.1335 | 0
| 282.2465 | 0 | 281.3407 | 0 | 281.3407 | 0 | 281.8075 | 0 | 281.3407 | 0.00050353 | 281.3407 | 0 | 281.3407 | 0 | 281.3407 | 0
| 282.4558 | 0 | 281.5479 | 0 | 281.5479 | 0 | 282.0161 | 0 | 281.5479 | 0.0006935 | 281.5479 | 0 | 281.5479 | 0 | 281.5479 | 0
| 282.6651 | 0 | 281.7551 | 0 | 281.7551 | 0 | 282.2247 | 0 | 281.7551 | 0.00051134 | 281.7551 | 0 | 281.7551 | 0 | 281.7551 | 0
| 282.8744 | 0 | 281.9624 | 0 | 281.9624 | 0 | 282.4334 | 0 | 281.9624 | 0.00078539 | 281.9624 | 0 | 281.9624 | 0 | 281.9624 | 0
| 283.0838 | 0 | 282.1696 | 0 | 282.1696 | 0 | 282.6421 | 0 | 282.1696 | 0.00053497 | 282.1696 | 0 | 282.1696 | 0 | 282.1696 | 0
| 283.2931 | 0 | 282.3769 | 0 | 282.3769 | 0 | 282.8508 | 0 | 282.3769 | 0.00080782 | 282.3769 | 0 | 282.3769 | 0 | 282.3769 | 0
| 283.5025 | 0 | 282.5842 | 0 | 282.5842 | 0 | 283.0596 | 0 | 282.5842 | 0.00051108 | 282.5842 | 0 | 282.5842 | 0 | 282.5842 | 0
| 283.7119 | 0 | 282.7915 | 0 | 282.7915 | 0 | 283.2683 | 0 | 282.7915 | 0.00075548 | 282.7915 | 0 | 282.7915 | 0 | 282.7915 | 0
| 283.9213 | 0 | 282.9988 | 0 | 282.9988 | 0 | 283.4771 | 0 | 282.9988 | 0.00055606 | 282.9988 | 0 | 282.9988 | 0 | 282.9988 | 0
| 284.1307 | 0 | 283.2062 | 0 | 283.2062 | 0 | 283.6858 | 0 | 283.2062 | 0.00073903 | 283.2062 | 0 | 283.2062 | 0 | 283.2062 | 0
| 284.3402 | 0 | 283.4135 | 0 | 283.4135 | 0 | 283.8946 | 0 | 283.4135 | 0.00057994 | 283.4135 | 0 | 283.4135 | 0 | 283.4135 | 0
| 284.5496 | 0 | 283.6209 | 0 | 283.6209 | 0 | 284.1035 | 0 | 283.6209 | 0.00076653 | 283.6209 | 0 | 283.6209 | 0 | 283.6209 | 0
| 284.7591 | 0 | 283.8282 | 0 | 283.8283 | 0 | 284.3123 | 0 | 283.8282 | 0.00054762 | 283.8282 | 0 | 283.8283 | 0 | 283.8282 | 0
| 284.9686 | 0 | 284.0356 | 0 | 284.0356 | 0 | 284.5211 | 0 | 284.0356 | 0.00081134 | 284.0356 | 0 | 284.0356 | 0 | 284.0356 | 0
| 285.1781 | 0 | 284.243 | 0 | 284.243 | 0 | 284.73 | 0 | 284.243 | 0.00057628 | 284.243 | 0 | 284.243 | 0 | 284.243 | 0
| 285.3876 | 0 | 284.4504 | 0 | 284.4504 | 0 | 284.9389 | 0 | 284.4504 | 0.00082273 | 284.4504 | 0 | 284.4504 | 0 | 284.4504 | 0
| 285.5971 | 0 | 284.6579 | 0 | 284.6579 | 0 | 285.1478 | 0 | 284.6579 | 0.00052835 | 284.6579 | 0 | 284.6579 | 0 | 284.6579 | 0
| 285.8067 | 0 | 284.8653 | 0 | 284.8653 | 0 | 285.3567 | 0 | 284.8653 | 0.00085605 | 284.8653 | 0 | 284.8653 | 0 | 284.8653 | 0
| 286.0163 | 0 | 285.0728 | 0 | 285.0727 | 0 | 285.5656 | 0 | 285.0728 | 0.0006085 | 285.0728 | 0 | 285.0727 | 0 | 285.0728 | 0
| 286.2258 | 0 | 285.2802 | 0 | 285.2802 | 0 | 285.7746 | 0 | 285.2802 | 0.00084986 | 285.2802 | 0 | 285.2802 | 0 | 285.2802 | 0
| 286.4354 | 0 | 285.4877 | 0 | 285.4877 | 0 | 285.9835 | 0 | 285.4877 | 0.00057547 | 285.4877 | 0 | 285.4877 | 0 | 285.4877 | 0
| 286.6451 | 0 | 285.6952 | 0 | 285.6952 | 0 | 286.1925 | 0 | 285.6952 | 0.00086716 | 285.6952 | 0 | 285.6952 | 0 | 285.6952 | 0
| 286.8547 | 0 | 285.9027 | 0 | 285.9027 | 0 | 286.4015 | 0 | 285.9027 | 0.00060249 | 285.9027 | 0 | 285.9027 | 0 | 285.9027 | 0
| 287.0643 | 0 | 286.1102 | 0 | 286.1102 | 0 | 286.6105 | 0 | 286.1102 | 0.00087272 | 286.1102 | 0 | 286.1102 | 0 | 286.1102 | 0
| 287.274 | 0 | 286.3177 | 0 | 286.3177 | 0 | 286.8196 | 0 | 286.3177 | 0.00063647 | 286.3177 | 0 | 286.3177 | 0 | 286.3177 | 0
| 287.4837 | 0 | 286.5253 | 0 | 286.5253 | 0 | 287.0286 | 0 | 286.5253 | 0.0008396 | 286.5253 | 0 | 286.5253 | 0 | 286.5253 | 0
| 287.6934 | 0 | 286.7329 | 0 | 286.7329 | 0 | 287.2377 | 0 | 286.7329 | 0.00060934 | 286.7329 | 0 | 286.7329 | 0 | 286.7329 | 0
| 287.9031 | 0 | 286.9404 | 0 | 286.9404 | 0 | 287.4468 | 0 | 286.9404 | 0.0009065 | 286.9404 | 0 | 286.9404 | 0 | 286.9404 | 0
| 288.1128 | 0 | 287.148 | 0 | 287.148 | 0 | 287.6559 | 0 | 287.148 | 0.00061281 | 287.148 | 0 | 287.148 | 0 | 287.148 | 0
| 288.3225 | 0 | 287.3556 | 0 | 287.3556 | 0 | 287.865 | 0 | 287.3556 | 0.00086007 | 287.3556 | 0 | 287.3556 | 0 | 287.3556 | 0
| 288.5323 | 0 | 287.5632 | 0 | 287.5632 | 0 | 288.0741 | 0 | 287.5632 | 0.00064316 | 287.5632 | 0 | 287.5632 | 0 | 287.5632 | 0
| 288.7421 | 0 | 287.7709 | 0 | 287.7709 | 0 | 288.2833 | 0 | 287.7709 | 0.00083541 | 287.7709 | 0 | 287.7709 | 0 | 287.7709 | 0
| 288.9518 | 0 | 287.9785 | 0 | 287.9785 | 0 | 288.4925 | 0 | 287.9785 | 0.0006516 | 287.9785 | 0 | 287.9785 | 0 | 287.9785 | 0
| 289.1616 | 0 | 288.1862 | 0 | 288.1862 | 0 | 288.7017 | 0 | 288.1862 | 0.0008689 | 288.1862 | 0 | 288.1862 | 0 | 288.1862 | 0
| 289.3715 | 0 | 288.3938 | 0 | 288.3938 | 0 | 288.9109 | 0 | 288.3938 | 0.00060689 | 288.3938 | 0 | 288.3938 | 0 | 288.3938 | 0
| 289.5813 | 0 | 288.6015 | 0 | 288.6015 | 0 | 289.1201 | 0 | 288.6015 | 0.0008042 | 288.6015 | 0 | 288.6015 | 0 | 288.6015 | 0
| 289.7911 | 0 | 288.8092 | 0 | 288.8092 | 0 | 289.3293 | 0 | 288.8092 | 0.00067346 | 288.8092 | 0 | 288.8092 | 0 | 288.8092 | 0
| 290.001 | 0 | 289.0169 | 0 | 289.0169 | 0 | 289.5386 | 0 | 289.0169 | 0.00088424 | 289.0169 | 0 | 289.0169 | 0 | 289.0169 | 0
| 290.2109 | 0 | 289.2246 | 0 | 289.2246 | 0 | 289.7479 | 0 | 289.2246 | 0.00062718 | 289.2246 | 0 | 289.2246 | 0 | 289.2246 | 0
| 290.4208 | 0 | 289.4324 | 0 | 289.4324 | 0 | 289.9572 | 0 | 289.4324 | 0.00089575 | 289.4324 | 0 | 289.4324 | 0 | 289.4324 | 0
| 290.6307 | 0 | 289.6401 | 0 | 289.6401 | 0 | 290.1665 | 0 | 289.6401 | 0.00066156 | 289.6401 | 0 | 289.6401 | 0 | 289.6401 | 0
| 290.8406 | 0 | 289.8479 | 0 | 289.8479 | 0 | 290.3758 | 0 | 289.8479 | 0.00088223 | 289.8479 | 0 | 289.8479 | 0 | 289.8479 | 0
| 291.0506 | 0 | 290.0557 | 0 | 290.0557 | 0 | 290.5851 | 0 | 290.0557 | 0.00062927 | 290.0557 | 0 | 290.0557 | 0 | 290.0557 | 0
| 291.2605 | 0 | 290.2635 | 0 | 290.2635 | 0 | 290.7945 | 0 | 290.2635 | 0.00087036 | 290.2635 | 0 | 290.2635 | 0 | 290.2635 | 0
| 291.4705 | 0 | 290.4713 | 0 | 290.4712 | 0 | 291.0039 | 0 | 290.4713 | 0.00067755 | 290.4713 | 0 | 290.4712 | 0 | 290.4713 | 0
| 291.6805 | 0 | 290.679 | 0 | 290.6791 | 0 | 291.2133 | 0 | 290.679 | 0.00084712 | 290.679 | 0 | 290.6791 | 0 | 290.679 | 0
| 291.8905 | 0 | 290.8869 | 0 | 290.8869 | 0 | 291.4227 | 0 | 290.8869 | 0.00065183 | 290.8869 | 0 | 290.8869 | 0 | 290.8869 | 0
| 292.1005 | 0 | 291.0947 | 0 | 291.0947 | 0 | 291.6321 | 0 | 291.0947 | 0.0009012 | 291.0947 | 0 | 291.0947 | 0 | 291.0947 | 0
| 292.3106 | 0 | 291.3026 | 0 | 291.3026 | 0 | 291.8416 | 0 | 291.3026 | 0.00063998 | 291.3026 | 0 | 291.3026 | 0 | 291.3026 | 0
| 292.5206 | 0 | 291.5104 | 0 | 291.5104 | 0 | 292.051 | 0 | 291.5104 | 0.00088589 | 291.5104 | 0 | 291.5104 | 0 | 291.5104 | 0
| 292.7307 | 0 | 291.7183 | 0 | 291.7183 | 0 | 292.2605 | 0 | 291.7183 | 0.00062869 | 291.7183 | 0 | 291.7183 | 0 | 291.7183 | 0
| 292.9408 | 0 | 291.9262 | 0 | 291.9262 | 0 | 292.47 | 0 | 291.9262 | 0.00086767 | 291.9262 | 0 | 291.9262 | 0 | 291.9262 | 0
| 293.1509 | 0 | 292.1341 | 0 | 292.1341 | 0 | 292.6795 | 0 | 292.1341 | 0.00064871 | 292.1341 | 0 | 292.1341 | 0 | 292.1341 | 0
| 293.361 | 0 | 292.3421 | 0 | 292.3421 | 0 | 292.889 | 0 | 292.3421 | 0.00085283 | 292.3421 | 0 | 292.3421 | 0 | 292.3421 | 0
| 293.5711 | 0 | 292.55 | 0 | 292.55 | 0 | 293.0986 | 0 | 292.55 | 0.00058774 | 292.55 | 0 | 292.55 | 0 | 292.55 | 0
| 293.7813 | 0 | 292.7579 | 0 | 292.7579 | 0 | 293.3082 | 0 | 292.7579 | 0.00090992 | 292.7579 | 0 | 292.7579 | 0 | 292.7579 | 0
| 293.9915 | 0 | 292.9659 | 0 | 292.9659 | 0 | 293.5177 | 0 | 292.9659 | 0.00064485 | 292.9659 | 0 | 292.9659 | 0 | 292.9659 | 0
| 294.2016 | 0 | 293.1739 | 0 | 293.1739 | 0 | 293.7273 | 0 | 293.1739 | 0.00089584 | 293.1739 | 0 | 293.1739 | 0 | 293.1739 | 0
| 294.4118 | 0 | 293.3819 | 0 | 293.3819 | 0 | 293.937 | 0 | 293.3819 | 0.00061658 | 293.3819 | 0 | 293.3819 | 0 | 293.3819 | 0
| 294.6221 | 0 | 293.5899 | 0 | 293.5899 | 0 | 294.1466 | 0 | 293.5899 | 0.00084593 | 293.5899 | 0 | 293.5899 | 0 | 293.5899 | 0
| 294.8323 | 0 | 293.7979 | 0 | 293.7979 | 0 | 294.3562 | 0 | 293.7979 | 0.00064708 | 293.7979 | 0 | 293.7979 | 0 | 293.7979 | 0
| 295.0425 | 0 | 294.0059 | 0 | 294.0059 | 0 | 294.5659 | 0 | 294.0059 | 0.00085892 | 294.0059 | 0 | 294.0059 | 0 | 294.0059 | 0
| 295.2528 | 0 | 294.214 | 0 | 294.214 | 0 | 294.7756 | 0 | 294.214 | 0.0006238 | 294.214 | 0 | 294.214 | 0 | 294.214 | 0
| 295.4631 | 0 | 294.422 | 0 | 294.422 | 0 | 294.9853 | 0 | 294.422 | 0.00085309 | 294.422 | 0 | 294.422 | 0 | 294.422 | 0
| 295.6733 | 0 | 294.6301 | 0 | 294.6301 | 0 | 295.195 | 0 | 294.6301 | 0.00065637 | 294.6301 | 0 | 294.6301 | 0 | 294.6301 | 0
| 295.8836 | 0 | 294.8382 | 0 | 294.8382 | 0 | 295.4047 | 0 | 294.8382 | 0.00083549 | 294.8382 | 0 | 294.8382 | 0 | 294.8382 | 0
| 296.094 | 0 | 295.0463 | 0 | 295.0463 | 0 | 295.6145 | 0 | 295.0463 | 0.00067078 | 295.0463 | 0 | 295.0463 | 0 | 295.0463 | 0
| 296.3043 | 0 | 295.2544 | 0 | 295.2544 | 0 | 295.8243 | 0 | 295.2544 | 0.00083671 | 295.2544 | 0 | 295.2544 | 0 | 295.2544 | 0
| 296.5147 | 0 | 295.4625 | 0 | 295.4625 | 0 | 296.034 | 0 | 295.4625 | 0.00064952 | 295.4625 | 0 | 295.4625 | 0 | 295.4625 | 0
| 296.725 | 0 | 295.6706 | 0 | 295.6706 | 0 | 296.2438 | 0 | 295.6706 | 0.0008276 | 295.6706 | 0 | 295.6706 | 0 | 295.6706 | 0
| 296.9354 | 0 | 295.8788 | 0 | 295.8788 | 0 | 296.4537 | 0 | 295.8788 | 0.00060016 | 295.8788 | 0 | 295.8788 | 0 | 295.8788 | 0
| 297.1458 | 0 | 296.0869 | 0 | 296.0869 | 0 | 296.6635 | 0 | 296.0869 | 0.000871 | 296.0869 | 0 | 296.0869 | 0 | 296.0869 | 0
| 297.3562 | 0 | 296.2951 | 0 | 296.2951 | 0 | 296.8733 | 0 | 296.2951 | 0.00060542 | 296.2951 | 0 | 296.2951 | 0 | 296.2951 | 0
| 297.5667 | 0 | 296.5033 | 0 | 296.5033 | 0 | 297.0832 | 0 | 296.5033 | 0.00082457 | 296.5033 | 0 | 296.5033 | 0 | 296.5033 | 0
| 297.7771 | 0 | 296.7115 | 0 | 296.7115 | 0 | 297.2931 | 0 | 296.7115 | 0.00062994 | 296.7115 | 0 | 296.7115 | 0 | 296.7115 | 0
| 297.9876 | 0 | 296.9197 | 0 | 296.9197 | 0 | 297.503 | 0 | 296.9197 | 0.00086825 | 296.9197 | 0 | 296.9197 | 0 | 296.9197 | 0
| 298.1981 | 0 | 297.1279 | 0 | 297.1279 | 0 | 297.7129 | 0 | 297.1279 | 0.00057541 | 297.1279 | 0 | 297.1279 | 0 | 297.1279 | 0
| 298.4085 | 0 | 297.3362 | 0 | 297.3362 | 0 | 297.9229 | 0 | 297.3362 | 0.00089104 | 297.3362 | 0 | 297.3362 | 0 | 297.3362 | 0
| 298.6191 | 0 | 297.5444 | 0 | 297.5444 | 0 | 298.1328 | 0 | 297.5444 | 0.00067214 | 297.5444 | 0 | 297.5444 | 0 | 297.5444 | 0
| 298.8296 | 0 | 297.7527 | 0 | 297.7527 | 0 | 298.3428 | 0 | 297.7527 | 0.00084711 | 297.7527 | 0 | 297.7527 | 0 | 297.7527 | 0
| 299.0401 | 0 | 297.961 | 0 | 297.961 | 0 | 298.5528 | 0 | 297.961 | 0.00066714 | 297.961 | 0 | 297.961 | 0 | 297.961 | 0
| 299.2507 | 0 | 298.1693 | 0 | 298.1693 | 0 | 298.7628 | 0 | 298.1693 | 0.00088011 | 298.1693 | 0 | 298.1693 | 0 | 298.1693 | 0
| 299.4613 | 0 | 298.3776 | 0 | 298.3776 | 0 | 298.9728 | 0 | 298.3776 | 0.00069303 | 298.3776 | 0 | 298.3776 | 0 | 298.3776 | 0
| 299.6718 | 0 | 298.5859 | 0 | 298.5859 | 0 | 299.1828 | 0 | 298.5859 | 0.00089057 | 298.5859 | 0 | 298.5859 | 0 | 298.5859 | 0
| 299.8825 | 0 | 298.7942 | 0 | 298.7942 | 0 | 299.3929 | 0 | 298.7942 | 0.00070099 | 298.7942 | 0 | 298.7942 | 0 | 298.7942 | 0
| 300.0931 | 0 | 299.0026 | 0 | 299.0026 | 0 | 299.603 | 0 | 299.0026 | 0.00086996 | 299.0026 | 0 | 299.0026 | 0 | 299.0026 | 0
| 300.3037 | 0 | 299.2109 | 0 | 299.2109 | 0 | 299.8131 | 0 | 299.2109 | 0.00066882 | 299.2109 | 0 | 299.2109 | 0 | 299.2109 | 0
| 300.5143 | 0 | 299.4193 | 0 | 299.4193 | 0 | 300.0232 | 0 | 299.4193 | 0.00090158 | 299.4193 | 0 | 299.4193 | 0 | 299.4193 | 0
| 300.725 | 0 | 299.6277 | 0 | 299.6277 | 0 | 300.2333 | 0 | 299.6277 | 0.00067445 | 299.6277 | 0 | 299.6277 | 0 | 299.6277 | 0
| 300.9357 | 0 | 299.8361 | 0 | 299.8361 | 0 | 300.4434 | 0 | 299.8361 | 0.0008897 | 299.8361 | 0 | 299.8361 | 0 | 299.8361 | 0
| 301.1464 | 0 | 300.0445 | 0 | 300.0445 | 0.00021281 | 300.6536 | 0 | 300.0445 | 0.00071034 | 300.0445 | 0 | 300.0445 | 0 | 300.0445 | 0
| 301.3571 | 0 | 300.253 | 0 | 300.253 | 0.00028105 | 300.8638 | 0 | 300.253 | 0.00084976 | 300.253 | 0 | 300.253 | 0 | 300.253 | 0
| 301.5678 | 0 | 300.4614 | 0 | 300.4614 | 0.00014169 | 301.074 | 0 | 300.4614 | 0.00063749 | 300.4614 | 0 | 300.4614 | 0 | 300.4614 | 0
| 301.7786 | 0 | 300.6698 | 0 | 300.6698 | 0.0002519 | 301.2842 | 0 | 300.6698 | 0.000923 | 300.6698 | 0 | 300.6698 | 0 | 300.6698 | 0
| 301.9893 | 0 | 300.8783 | 0 | 300.8783 | 0.00021866 | 301.4944 | 0 | 300.8783 | 0.00075394 | 300.8783 | 0 | 300.8783 | 0 | 300.8783 | 0
| 302.2001 | 0 | 301.0868 | 0 | 301.0868 | 0.0002433 | 301.7046 | 0 | 301.0868 | 0.00087579 | 301.0868 | 0 | 301.0868 | 0 | 301.0868 | 0
| 302.4109 | 0 | 301.2953 | 0 | 301.2953 | 0.00022414 | 301.9149 | 0 | 301.2953 | 0.00065258 | 301.2953 | 0 | 301.2953 | 0 | 301.2953 | 0
| 302.6217 | 0 | 301.5038 | 0 | 301.5038 | 0.00023785 | 302.1252 | 0 | 301.5038 | 0.00094929 | 301.5038 | 0 | 301.5038 | 0 | 301.5038 | 0
| 302.8325 | 0 | 301.7123 | 0 | 301.7123 | 0.00020834 | 302.3354 | 0 | 301.7123 | 0.00066284 | 301.7123 | 0 | 301.7123 | 0 | 301.7123 | 0
| 303.0434 | 0 | 301.9208 | 0 | 301.9208 | 0.00031601 | 302.5457 | 0 | 301.9208 | 0.0009527 | 301.9208 | 0 | 301.9208 | 0 | 301.9208 | 0
| 303.2542 | 0 | 302.1294 | 0 | 302.1294 | 0.00021918 | 302.7561 | 0 | 302.1294 | 0.00067131 | 302.1294 | 0 | 302.1294 | 0 | 302.1294 | 0
| 303.4651 | 0 | 302.338 | 0 | 302.3379 | 0.0003138 | 302.9664 | 0 | 302.338 | 0.00092058 | 302.338 | 0 | 302.3379 | 0 | 302.338 | 0
| 303.676 | 0 | 302.5465 | 0 | 302.5465 | 0.0002706 | 303.1768 | 0 | 302.5465 | 0.00073746 | 302.5465 | 0 | 302.5465 | 0 | 302.5465 | 0
| 303.8869 | 0 | 302.7551 | 0 | 302.7551 | 0.00028678 | 303.3872 | 0 | 302.7551 | 0.00084662 | 302.7551 | 0 | 302.7551 | 0 | 302.7551 | 0
| 304.0978 | 0 | 302.9637 | 0 | 302.9637 | 0.00013404 | 303.5976 | 0 | 302.9637 | 0.00068407 | 302.9637 | 0 | 302.9637 | 0 | 302.9637 | 0
| 304.3087 | 0 | 303.1723 | 0 | 303.1723 | 0.00027151 | 303.808 | 0 | 303.1723 | 0.0008976 | 303.1723 | 0 | 303.1723 | 0 | 303.1723 | 0
| 304.5197 | 0 | 303.381 | 0 | 303.3809 | 0.00023179 | 304.0184 | 0 | 303.381 | 0.00068807 | 303.381 | 0 | 303.3809 | 0 | 303.381 | 0
| 304.7306 | 0 | 303.5896 | 0 | 303.5896 | 0.00022556 | 304.2288 | 0 | 303.5896 | 0.00092358 | 303.5896 | 0 | 303.5896 | 0 | 303.5896 | 0
| 304.9416 | 0 | 303.7982 | 0 | 303.7982 | 0.00022411 | 304.4393 | 0 | 303.7982 | 0.00066861 | 303.7982 | 0 | 303.7982 | 0 | 303.7982 | 0
| 305.1526 | 0 | 304.0069 | 0 | 304.0069 | 0.00028003 | 304.6498 | 0 | 304.0069 | 0.00085431 | 304.0069 | 0 | 304.0069 | 0 | 304.0069 | 0
| 305.3636 | 0 | 304.2156 | 0 | 304.2156 | 0.00029658 | 304.8603 | 0 | 304.2156 | 0.00065514 | 304.2156 | 0 | 304.2156 | 0 | 304.2156 | 0
| 305.5746 | 0 | 304.4243 | 0 | 304.4243 | 0.00019738 | 305.0708 | 0 | 304.4243 | 0.00087319 | 304.4243 | 0 | 304.4243 | 0 | 304.4243 | 0
| 305.7857 | 0 | 304.633 | 0 | 304.633 | 0.00015733 | 305.2813 | 0 | 304.633 | 0.00065178 | 304.633 | 0 | 304.633 | 0 | 304.633 | 0
| 305.9967 | 0 | 304.8417 | 0 | 304.8417 | 0.0002266 | 305.4918 | 0 | 304.8417 | 0.00092775 | 304.8417 | 0 | 304.8417 | 0 | 304.8417 | 0
| 306.2078 | 0 | 305.0504 | 0 | 305.0504 | 0.00018507 | 305.7024 | 0 | 305.0504 | 0.00064279 | 305.0504 | 0 | 305.0504 | 0 | 305.0504 | 0
| 306.4189 | 0 | 305.2592 | 0 | 305.2592 | 0.00028434 | 305.913 | 0 | 305.2592 | 0.00084794 | 305.2592 | 0 | 305.2592 | 0 | 305.2592 | 0
| 306.63 | 0 | 305.4679 | 0 | 305.4679 | 0.0001455 | 306.1236 | 0 | 305.4679 | 0.00066881 | 305.4679 | 0 | 305.4679 | 0 | 305.4679 | 0
| 306.8411 | 0 | 305.6767 | 0 | 305.6767 | 0.00028984 | 306.3342 | 0 | 305.6767 | 0.00091345 | 305.6767 | 0 | 305.6767 | 0 | 305.6767 | 0
| 307.0523 | 0 | 305.8855 | 0 | 305.8855 | 0.00019699 | 306.5448 | 0 | 305.8855 | 0.00065289 | 305.8855 | 0 | 305.8855 | 0 | 305.8855 | 0
| 307.2634 | 0 | 306.0943 | 0 | 306.0943 | 0.00021236 | 306.7554 | 0 | 306.0943 | 0.0008898 | 306.0943 | 0 | 306.0943 | 0 | 306.0943 | 0
| 307.4746 | 0 | 306.3031 | 0 | 306.3031 | 0.00019855 | 306.9661 | 0 | 306.3031 | 0.00065454 | 306.3031 | 0 | 306.3031 | 0 | 306.3031 | 0
| 307.6857 | 0 | 306.5119 | 0 | 306.5119 | 0.00024717 | 307.1768 | 0 | 306.5119 | 0.00089007 | 306.5119 | 0 | 306.5119 | 0 | 306.5119 | 0
| 307.8969 | 0 | 306.7207 | 0 | 306.7207 | 0.00022688 | 307.3875 | 0 | 306.7207 | 0.00060717 | 306.7207 | 0 | 306.7207 | 0 | 306.7207 | 0
| 308.1082 | 0 | 306.9296 | 0 | 306.9296 | 0.00024472 | 307.5982 | 0 | 306.9296 | 0.00085964 | 306.9296 | 0 | 306.9296 | 0 | 306.9296 | 0
| 308.3194 | 0 | 307.1385 | 0 | 307.1385 | 0.0002309 | 307.8089 | 0 | 307.1385 | 0.000703 | 307.1385 | 0 | 307.1385 | 0 | 307.1385 | 0
| 308.5306 | 0 | 307.3473 | 0 | 307.3473 | 0.0002639 | 308.0197 | 0 | 307.3473 | 0.00087202 | 307.3473 | 0 | 307.3473 | 0 | 307.3473 | 0
| 308.7419 | 0 | 307.5562 | 0 | 307.5562 | 0.00016042 | 308.2304 | 0 | 307.5562 | 0.0006435 | 307.5562 | 0 | 307.5562 | 0 | 307.5562 | 0
| 308.9531 | 0 | 307.7651 | 0 | 307.7651 | 0.00026793 | 308.4412 | 0 | 307.7651 | 0.0008971 | 307.7651 | 0 | 307.7651 | 0 | 307.7651 | 0
| 309.1644 | 0 | 307.974 | 0 | 307.974 | 0.00023289 | 308.652 | 0 | 307.974 | 0.00068552 | 307.974 | 0 | 307.974 | 0 | 307.974 | 0
| 309.3757 | 0 | 308.183 | 0 | 308.183 | 0.00020475 | 308.8628 | 0 | 308.183 | 0.00095211 | 308.183 | 0 | 308.183 | 0 | 308.183 | 0
| 309.587 | 0 | 308.3919 | 0 | 308.3919 | 0.00014082 | 309.0736 | 0 | 308.3919 | 0.00065191 | 308.3919 | 0 | 308.3919 | 0 | 308.3919 | 0
| 309.7984 | 0 | 308.6009 | 0 | 308.6009 | 0.00024352 | 309.2845 | 0 | 308.6009 | 0.00094178 | 308.6009 | 0 | 308.6009 | 0 | 308.6009 | 0
| 310.0097 | 0 | 308.8098 | 0 | 308.8098 | 0.0002078 | 309.4953 | 0 | 308.8098 | 0.00069399 | 308.8098 | 0 | 308.8098 | 0 | 308.8098 | 0
| 310.2211 | 0 | 309.0188 | 0 | 309.0188 | 0.00026861 | 309.7062 | 0 | 309.0188 | 0.00084437 | 309.0188 | 0 | 309.0188 | 0 | 309.0188 | 0
| 310.4325 | 0 | 309.2278 | 0 | 309.2278 | 0.00021557 | 309.9171 | 0 | 309.2278 | 0.0006686 | 309.2278 | 0 | 309.2278 | 0 | 309.2278 | 0
| 310.6439 | 0 | 309.4368 | 0 | 309.4368 | 0.00026039 | 310.128 | 0 | 309.4368 | 0.00093183 | 309.4368 | 0 | 309.4368 | 0 | 309.4368 | 0
| 310.8553 | 0 | 309.6458 | 0 | 309.6458 | 0.00012079 | 310.339 | 0 | 309.6458 | 0.00065907 | 309.6458 | 0 | 309.6458 | 0 | 309.6458 | 0
| 311.0667 | 0 | 309.8549 | 0 | 309.8549 | 0.00029654 | 310.5499 | 0 | 309.8549 | 0.0009071 | 309.8549 | 0 | 309.8549 | 0 | 309.8549 | 0
| 311.2782 | 0 | 310.0639 | 0 | 310.0639 | 0.00018844 | 310.7609 | 0 | 310.0639 | 0.00061327 | 310.0639 | 0 | 310.0639 | 0 | 310.0639 | 0
| 311.4896 | 0 | 310.273 | 0 | 310.273 | 0.00027364 | 310.9718 | 0 | 310.273 | 0.00087584 | 310.273 | 0 | 310.273 | 0 | 310.273 | 0
| 311.7011 | 0 | 310.4821 | 0 | 310.4821 | 0.00018004 | 311.1828 | 0 | 310.4821 | 0.00065595 | 310.4821 | 0 | 310.4821 | 0 | 310.4821 | 0
| 311.9126 | 0 | 310.6911 | 0 | 310.6911 | 0.00025193 | 311.3938 | 0 | 310.6911 | 0.0008854 | 310.6911 | 0 | 310.6911 | 0 | 310.6911 | 0
| 312.1241 | 0 | 310.9002 | 0 | 310.9002 | 0.00017849 | 311.6049 | 0 | 310.9002 | 0.00062021 | 310.9002 | 0 | 310.9002 | 0 | 310.9002 | 0
| 312.3356 | 0 | 311.1093 | 0 | 311.1093 | 0.00034214 | 311.8159 | 0 | 311.1093 | 0.00088674 | 311.1093 | 0 | 311.1093 | 0 | 311.1093 | 0
| 312.5471 | 0 | 311.3185 | 0 | 311.3185 | 0.00021052 | 312.027 | 0 | 311.3185 | 0.00069233 | 311.3185 | 0 | 311.3185 | 0 | 311.3185 | 0
| 312.7587 | 0 | 311.5276 | 0 | 311.5276 | 0.00024972 | 312.238 | 0 | 311.5276 | 0.00089186 | 311.5276 | 0 | 311.5276 | 0 | 311.5276 | 0
| 312.9703 | 0 | 311.7368 | 0 | 311.7368 | 0.00015161 | 312.4491 | 0 | 311.7368 | 0.00072132 | 311.7368 | 0 | 311.7368 | 0 | 311.7368 | 0
| 313.1818 | 0 | 311.9459 | 0 | 311.9459 | 0.00026192 | 312.6603 | 0 | 311.9459 | 0.00090725 | 311.9459 | 0 | 311.9459 | 0 | 311.9459 | 0
| 313.3934 | 0 | 312.1551 | 0 | 312.1551 | 0.00019012 | 312.8714 | 0 | 312.1551 | 0.00069308 | 312.1551 | 0 | 312.1551 | 0 | 312.1551 | 0
| 313.6051 | 0 | 312.3643 | 0 | 312.3643 | 0.00028523 | 313.0825 | 0 | 312.3643 | 0.00090212 | 312.3643 | 0 | 312.3643 | 0 | 312.3643 | 0
| 313.8167 | 0 | 312.5735 | 0 | 312.5735 | 0.000121 | 313.2937 | 0 | 312.5735 | 0.00068693 | 312.5735 | 0 | 312.5735 | 0 | 312.5735 | 0
| 314.0283 | 0 | 312.7827 | 0 | 312.7827 | 0.00033242 | 313.5049 | 0 | 312.7827 | 0.00092229 | 312.7827 | 0 | 312.7827 | 0 | 312.7827 | 0
| 314.24 | 0 | 312.9919 | 0 | 312.9919 | 0.00013013 | 313.7161 | 0 | 312.9919 | 0.00073262 | 312.9919 | 0 | 312.9919 | 0 | 312.9919 | 0
| 314.4517 | 0 | 313.2012 | 0 | 313.2012 | 0.00025846 | 313.9273 | 0 | 313.2012 | 0.00092959 | 313.2012 | 0 | 313.2012 | 0 | 313.2012 | 0
| 314.6633 | 0 | 313.4105 | 0 | 313.4105 | 0.00026733 | 314.1385 | 0 | 313.4105 | 0.00068157 | 313.4105 | 0 | 313.4105 | 0 | 313.4105 | 0
| 314.875 | 0 | 313.6197 | 0 | 313.6197 | 0.00024987 | 314.3497 | 0 | 313.6197 | 0.00094472 | 313.6197 | 0 | 313.6197 | 0 | 313.6197 | 0
| 315.0868 | 0 | 313.829 | 0 | 313.829 | 0.00020977 | 314.561 | 0 | 313.829 | 0.00063433 | 313.829 | 0 | 313.829 | 0 | 313.829 | 0
| 315.2985 | 0 | 314.0383 | 0 | 314.0383 | 0.00032898 | 314.7723 | 0 | 314.0383 | 0.00092425 | 314.0383 | 0 | 314.0383 | 0 | 314.0383 | 0
| 315.5103 | 0 | 314.2476 | 0 | 314.2476 | 0.00024504 | 314.9836 | 0 | 314.2476 | 0.00067227 | 314.2476 | 0 | 314.2476 | 0 | 314.2476 | 0
| 315.722 | 0 | 314.4569 | 0 | 314.4569 | 0.0002773 | 315.1949 | 0 | 314.4569 | 0.00092939 | 314.4569 | 0 | 314.4569 | 0 | 314.4569 | 0
| 315.9338 | 0 | 314.6663 | 0 | 314.6663 | 0.00022278 | 315.4062 | 0 | 314.6663 | 0.00067683 | 314.6663 | 0 | 314.6663 | 0 | 314.6663 | 0
| 316.1456 | 0 | 314.8756 | 0 | 314.8756 | 0.00026283 | 315.6175 | 0 | 314.8756 | 0.00087262 | 314.8756 | 0 | 314.8756 | 0 | 314.8756 | 0
| 316.3574 | 0 | 315.085 | 0 | 315.085 | 0.00013378 | 315.8289 | 0 | 315.085 | 0.0006398 | 315.085 | 0 | 315.085 | 0 | 315.085 | 0
| 316.5693 | 0 | 315.2944 | 0 | 315.2944 | 0.00023382 | 316.0403 | 0 | 315.2944 | 0.0009122 | 315.2944 | 0 | 315.2944 | 0 | 315.2944 | 0
| 316.7811 | 0 | 315.5038 | 0 | 315.5038 | 0.0002468 | 316.2517 | 0 | 315.5038 | 0.0006476 | 315.5038 | 0 | 315.5038 | 0 | 315.5038 | 0
| 316.993 | 0 | 315.7131 | 0 | 315.7131 | 0.00029395 | 316.4631 | 0 | 315.7131 | 0.00088416 | 315.7131 | 0 | 315.7131 | 0 | 315.7131 | 0
| 317.2048 | 0 | 315.9225 | 0 | 315.9226 | 0.00022156 | 316.6745 | 0 | 315.9225 | 0.00066421 | 315.9225 | 0 | 315.9226 | 0 | 315.9225 | 0
| 317.4167 | 0 | 316.132 | 0 | 316.132 | 0.00027871 | 316.886 | 0 | 316.132 | 0.00091493 | 316.132 | 0 | 316.132 | 0 | 316.132 | 0
| 317.6286 | 0 | 316.3414 | 0 | 316.3414 | 0.0001974 | 317.0974 | 0 | 316.3414 | 0.00064588 | 316.3414 | 0 | 316.3414 | 0 | 316.3414 | 0
| 317.8405 | 0 | 316.5509 | 0 | 316.5509 | 0.00030453 | 317.3089 | 0 | 316.5509 | 0.00085267 | 316.5509 | 0 | 316.5509 | 0 | 316.5509 | 0
| 318.0525 | 0 | 316.7603 | 0 | 316.7604 | 0.00021235 | 317.5204 | 0 | 316.7603 | 0.00065681 | 316.7603 | 0 | 316.7604 | 0 | 316.7603 | 0
| 318.2644 | 0 | 316.9698 | 0 | 316.9698 | 0.00028839 | 317.7319 | 0 | 316.9698 | 0.00086364 | 316.9698 | 0 | 316.9698 | 0 | 316.9698 | 0
| 318.4764 | 0 | 317.1793 | 0 | 317.1793 | 0.0001699 | 317.9434 | 0 | 317.1793 | 0.00061249 | 317.1793 | 0 | 317.1793 | 0 | 317.1793 | 0
| 318.6884 | 0 | 317.3888 | 0 | 317.3888 | 0.00024975 | 318.155 | 0 | 317.3888 | 0.00088674 | 317.3888 | 0 | 317.3888 | 0 | 317.3888 | 0
| 318.9004 | 0 | 317.5983 | 0 | 317.5983 | 0.00027561 | 318.3665 | 0 | 317.5983 | 0.00064762 | 317.5983 | 0 | 317.5983 | 0 | 317.5983 | 0
| 319.1124 | 0 | 317.8079 | 0 | 317.8079 | 0.00026093 | 318.5781 | 0 | 317.8079 | 0.00087675 | 317.8079 | 0 | 317.8079 | 0 | 317.8079 | 0
| 319.3244 | 0 | 318.0174 | 0 | 318.0174 | 0.00024211 | 318.7897 | 0 | 318.0174 | 0.00069425 | 318.0174 | 0 | 318.0174 | 0 | 318.0174 | 0
| 319.5365 | 0 | 318.227 | 0 | 318.227 | 0.00037954 | 319.0013 | 0 | 318.227 | 0.00090651 | 318.227 | 0 | 318.227 | 0 | 318.227 | 0
| 319.7485 | 0 | 318.4366 | 0 | 318.4366 | 0.00018763 | 319.2129 | 0 | 318.4366 | 0.0006398 | 318.4366 | 0 | 318.4366 | 0 | 318.4366 | 0
| 319.9606 | 0 | 318.6461 | 0 | 318.6461 | 0.00028188 | 319.4246 | 0 | 318.6461 | 0.00091463 | 318.6461 | 0 | 318.6461 | 0 | 318.6461 | 0
| 320.1727 | 0 | 318.8557 | 0 | 318.8557 | 0.00024445 | 319.6362 | 0 | 318.8557 | 0.00065742 | 318.8557 | 0 | 318.8557 | 0 | 318.8557 | 0
| 320.3848 | 0 | 319.0653 | 0 | 319.0653 | 0.00028739 | 319.8479 | 0 | 319.0653 | 0.00088355 | 319.0653 | 0 | 319.0653 | 0 | 319.0653 | 0
| 320.5969 | 0 | 319.275 | 0 | 319.275 | 0.00022961 | 320.0596 | 0 | 319.275 | 0.00071504 | 319.275 | 0 | 319.275 | 0 | 319.275 | 0
| 320.809 | 0 | 319.4846 | 0 | 319.4846 | 0.00025963 | 320.2713 | 0 | 319.4846 | 0.00091205 | 319.4846 | 0 | 319.4846 | 0 | 319.4846 | 0
| 321.0212 | 0 | 319.6942 | 0 | 319.6942 | 0.00026676 | 320.483 | 0 | 319.6942 | 0.00064443 | 319.6942 | 0 | 319.6942 | 0 | 319.6942 | 0
| 321.2333 | 0 | 319.9039 | 0 | 319.9039 | 0.00030322 | 320.6948 | 0 | 319.9039 | 0.0008907 | 319.9039 | 0 | 319.9039 | 0 | 319.9039 | 0
| 321.4455 | 0 | 320.1136 | 0 | 320.1136 | 0.00023487 | 320.9065 | 0 | 320.1136 | 0.00068084 | 320.1136 | 0 | 320.1136 | 0 | 320.1136 | 0
| 321.6577 | 0 | 320.3233 | 0 | 320.3233 | 0.00022538 | 321.1183 | 0 | 320.3233 | 0.00088094 | 320.3233 | 0 | 320.3233 | 0 | 320.3233 | 0
| 321.8699 | 0 | 320.533 | 0 | 320.533 | 0.00025402 | 321.3301 | 0 | 320.533 | 0.00071093 | 320.533 | 0 | 320.533 | 0 | 320.533 | 0
| 322.0822 | 0 | 320.7427 | 0 | 320.7427 | 0.0002962 | 321.5419 | 0 | 320.7427 | 0.00093102 | 320.7427 | 0 | 320.7427 | 0 | 320.7427 | 0
| 322.2944 | 0 | 320.9524 | 0 | 320.9524 | 0.00022054 | 321.7537 | 0 | 320.9524 | 0.00063488 | 320.9524 | 0 | 320.9524 | 0 | 320.9524 | 0
| 322.5067 | 0 | 321.1621 | 0 | 321.1621 | 0.00023106 | 321.9655 | 0 | 321.1621 | 0.00093265 | 321.1621 | 0 | 321.1621 | 0 | 321.1621 | 0
| 322.7189 | 0 | 321.3719 | 0 | 321.3719 | 0.00019729 | 322.1774 | 0 | 321.3719 | 0.00070416 | 321.3719 | 0 | 321.3719 | 0 | 321.3719 | 0
| 322.9312 | 0 | 321.5817 | 0 | 321.5817 | 0.00019809 | 322.3893 | 0 | 321.5817 | 0.00093505 | 321.5817 | 0 | 321.5817 | 0 | 321.5817 | 0
| 323.1435 | 0 | 321.7914 | 0 | 321.7914 | 0.00021965 | 322.6012 | 0 | 321.7914 | 0.00067704 | 321.7914 | 0 | 321.7914 | 0 | 321.7914 | 0
| 323.3558 | 0 | 322.0012 | 0 | 322.0012 | 0.00024599 | 322.8131 | 0 | 322.0012 | 0.0009607 | 322.0012 | 0 | 322.0012 | 0 | 322.0012 | 0
| 323.5682 | 0 | 322.211 | 0 | 322.211 | 0.00021969 | 323.025 | 0 | 322.211 | 0.00067793 | 322.211 | 0 | 322.211 | 0 | 322.211 | 0
| 323.7805 | 0 | 322.4209 | 0 | 322.4209 | 0.0002661 | 323.2369 | 0 | 322.4209 | 0.00093275 | 322.4209 | 0 | 322.4209 | 0 | 322.4209 | 0
| 323.9929 | 0 | 322.6307 | 0 | 322.6307 | 0.00021587 | 323.4489 | 0 | 322.6307 | 0.00070318 | 322.6307 | 0 | 322.6307 | 0 | 322.6307 | 0
| 324.2053 | 0 | 322.8405 | 0 | 322.8406 | 0.00035709 | 323.6608 | 0 | 322.8405 | 0.0009307 | 322.8405 | 0 | 322.8406 | 0 | 322.8405 | 0
| 324.4177 | 0 | 323.0504 | 0 | 323.0504 | 0.00026996 | 323.8728 | 0 | 323.0504 | 0.0006599 | 323.0504 | 0 | 323.0504 | 0 | 323.0504 | 0
| 324.6301 | 0 | 323.2603 | 0 | 323.2602 | 0.00027861 | 324.0848 | 0 | 323.2603 | 0.00092247 | 323.2603 | 0 | 323.2602 | 0 | 323.2603 | 0
| 324.8425 | 0 | 323.4702 | 0 | 323.4701 | 0.00015064 | 324.2969 | 0 | 323.4702 | 0.00067932 | 323.4702 | 0 | 323.4701 | 0 | 323.4702 | 0
| 325.0549 | 0 | 323.68 | 0 | 323.68 | 0.00027579 | 324.5089 | 0 | 323.68 | 0.00095882 | 323.68 | 0 | 323.68 | 0 | 323.68 | 0
| 325.2674 | 0 | 323.89 | 0 | 323.8899 | 0.00024481 | 324.7209 | 0 | 323.89 | 0.00068926 | 323.89 | 0 | 323.8899 | 0 | 323.89 | 0
| 325.4799 | 0 | 324.0999 | 0 | 324.0999 | 0.00024561 | 324.933 | 0 | 324.0999 | 0.00091274 | 324.0999 | 0 | 324.0999 | 0 | 324.0999 | 0
| 325.6923 | 0 | 324.3098 | 0 | 324.3098 | 0.0001924 | 325.1451 | 0 | 324.3098 | 0.00068307 | 324.3098 | 0 | 324.3098 | 0 | 324.3098 | 0
| 325.9049 | 0 | 324.5197 | 0 | 324.5197 | 0.00025283 | 325.3572 | 0 | 324.5197 | 0.00088124 | 324.5197 | 0 | 324.5197 | 0 | 324.5197 | 0
| 326.1174 | 0 | 324.7297 | 0 | 324.7297 | 0.00023572 | 325.5693 | 0 | 324.7297 | 0.00065765 | 324.7297 | 0 | 324.7297 | 0 | 324.7297 | 0
| 326.3299 | 0 | 324.9397 | 0 | 324.9397 | 0.0003282 | 325.7815 | 0 | 324.9397 | 0.00089451 | 324.9397 | 0 | 324.9397 | 0 | 324.9397 | 0
| 326.5424 | 0 | 325.1497 | 0 | 325.1497 | 0.00020406 | 325.9936 | 0 | 325.1497 | 0.00067935 | 325.1497 | 0 | 325.1497 | 0 | 325.1497 | 0
| 326.755 | 0 | 325.3597 | 0 | 325.3597 | 0.0002689 | 326.2058 | 0 | 325.3597 | 0.00088882 | 325.3597 | 0 | 325.3597 | 0 | 325.3597 | 0
| 326.9676 | 0 | 325.5697 | 0 | 325.5697 | 0.00017755 | 326.418 | 0 | 325.5697 | 0.00070423 | 325.5697 | 0 | 325.5697 | 0 | 325.5697 | 0
| 327.1802 | 0 | 325.7797 | 0 | 325.7797 | 0.00021222 | 326.6302 | 0 | 325.7797 | 0.00084923 | 325.7797 | 0 | 325.7797 | 0 | 325.7797 | 0
| 327.3928 | 0 | 325.9897 | 0 | 325.9898 | 0.00014956 | 326.8424 | 0 | 325.9897 | 0.00068043 | 325.9897 | 0 | 325.9898 | 0 | 325.9897 | 0
| 327.6054 | 0 | 326.1998 | 0 | 326.1998 | 0.00024003 | 327.0546 | 0 | 326.1998 | 0.00091453 | 326.1998 | 0 | 326.1998 | 0 | 326.1998 | 0
| 327.8181 | 0 | 326.4099 | 0 | 326.4099 | 0.0001093 | 327.2668 | 0 | 326.4099 | 0.00063733 | 326.4099 | 0 | 326.4099 | 0 | 326.4099 | 0
| 328.0307 | 0 | 326.6199 | 0 | 326.6199 | 0.00024404 | 327.4791 | 0 | 326.6199 | 0.00084406 | 326.6199 | 0 | 326.6199 | 0 | 326.6199 | 0
| 328.2434 | 0 | 326.83 | 0 | 326.83 | 0.00015067 | 327.6914 | 0 | 326.83 | 0.0005949 | 326.83 | 0 | 326.83 | 0 | 326.83 | 0
| 328.4561 | 0 | 327.0401 | 0 | 327.0401 | 0.00029949 | 327.9037 | 0 | 327.0401 | 0.00083118 | 327.0401 | 0 | 327.0401 | 0 | 327.0401 | 0
| 328.6688 | 0 | 327.2502 | 0 | 327.2502 | 0.00017471 | 328.116 | 0 | 327.2502 | 0.00065378 | 327.2502 | 0 | 327.2502 | 0 | 327.2502 | 0
| 328.8815 | 0 | 327.4604 | 0 | 327.4604 | 0.00028576 | 328.3283 | 0 | 327.4604 | 0.0008831 | 327.4604 | 0 | 327.4604 | 0 | 327.4604 | 0
| 329.0942 | 0 | 327.6705 | 0 | 327.6705 | 0.00018891 | 328.5407 | 0 | 327.6705 | 0.00066954 | 327.6705 | 0 | 327.6705 | 0 | 327.6705 | 0
| 329.3069 | 0 | 327.8807 | 0 | 327.8807 | 0.00018035 | 328.753 | 0 | 327.8807 | 0.00088044 | 327.8807 | 0 | 327.8807 | 0 | 327.8807 | 0
| 329.5197 | 0 | 328.0909 | 0 | 328.0908 | 0.00016096 | 328.9654 | 0 | 328.0909 | 0.00067524 | 328.0909 | 0 | 328.0908 | 0 | 328.0909 | 0
| 329.7325 | 0 | 328.301 | 0 | 328.301 | 0.00021281 | 329.1778 | 0 | 328.301 | 0.00085592 | 328.301 | 0 | 328.301 | 0 | 328.301 | 0
| 329.9453 | 0 | 328.5112 | 0 | 328.5112 | 0.00021564 | 329.3902 | 0 | 328.5112 | 0.00065694 | 328.5112 | 0 | 328.5112 | 0 | 328.5112 | 0
| 330.1581 | 0 | 328.7214 | 0 | 328.7214 | 0.00027486 | 329.6027 | 0 | 328.7214 | 0.00091997 | 328.7214 | 0 | 328.7214 | 0 | 328.7214 | 0
| 330.3709 | 0 | 328.9316 | 0 | 328.9316 | 0.00018818 | 329.8151 | 0 | 328.9316 | 0.00062994 | 328.9316 | 0 | 328.9316 | 0 | 328.9316 | 0
| 330.5837 | 0 | 329.1419 | 0 | 329.1419 | 0.00024712 | 330.0276 | 0 | 329.1419 | 0.00090299 | 329.1419 | 0 | 329.1419 | 0 | 329.1419 | 0
| 330.7966 | 0 | 329.3521 | 0 | 329.3521 | 0.00021438 | 330.24 | 0 | 329.3521 | 0.00066043 | 329.3521 | 0 | 329.3521 | 0 | 329.3521 | 0
| 331.0095 | 0 | 329.5624 | 0 | 329.5624 | 0.00017843 | 330.4525 | 0 | 329.5624 | 0.00095342 | 329.5624 | 0 | 329.5624 | 0 | 329.5624 | 0
| 331.2223 | 0 | 329.7726 | 0 | 329.7726 | 0.00022082 | 330.665 | 0 | 329.7726 | 0.0006854 | 329.7726 | 0 | 329.7726 | 0 | 329.7726 | 0
| 331.4352 | 0 | 329.9829 | 0 | 329.9829 | 0.00022902 | 330.8776 | 0 | 329.9829 | 0.00092748 | 329.9829 | 0 | 329.9829 | 0 | 329.9829 | 0
| 331.6481 | 0 | 330.1932 | 0 | 330.1932 | 0.00022057 | 331.0901 | 0 | 330.1932 | 0.00072122 | 330.1932 | 0 | 330.1932 | 0 | 330.1932 | 0
| 331.8611 | 0 | 330.4035 | 0 | 330.4035 | 0.00029478 | 331.3027 | 0 | 330.4035 | 0.00092868 | 330.4035 | 0 | 330.4035 | 0 | 330.4035 | 0
| 332.074 | 0 | 330.6139 | 0 | 330.6139 | 0.00020046 | 331.5152 | 0 | 330.6139 | 0.00071534 | 330.6139 | 0 | 330.6139 | 0 | 330.6139 | 0
| 332.287 | 0 | 330.8242 | 0 | 330.8242 | 0.00024224 | 331.7278 | 0 | 330.8242 | 0.00091209 | 330.8242 | 0 | 330.8242 | 0 | 330.8242 | 0
| 332.5 | 0 | 331.0345 | 0 | 331.0346 | 0.00019991 | 331.9404 | 0 | 331.0345 | 0.00071984 | 331.0345 | 0 | 331.0346 | 0 | 331.0345 | 0
| 332.7129 | 0 | 331.2449 | 0 | 331.2449 | 0.0002736 | 332.1531 | 0 | 331.2449 | 0.00092515 | 331.2449 | 0 | 331.2449 | 0 | 331.2449 | 0
| 332.9259 | 0 | 331.4553 | 0 | 331.4553 | 0.00039119 | 332.3657 | 0 | 331.4553 | 0.72633 | 331.4553 | 0 | 331.4553 | 0 | 331.4553 | 0
| 333.139 | 0 | 331.6656 | 0 | 331.6657 | 0.00020602 | 332.5784 | 0 | 331.6656 | 0.95067 | 331.6656 | 0 | 331.6657 | 0 | 331.6656 | 0
| 333.352 | 0 | 331.8761 | 0 | 331.8761 | 0.00027122 | 332.791 | 0 | 331.8761 | 0.66444 | 331.8761 | 0 | 331.8761 | 0 | 331.8761 | 0
| 333.565 | 0 | 332.0865 | 0 | 332.0865 | 0.0002634 | 333.0037 | 0 | 332.0865 | 0.86784 | 332.0865 | 0 | 332.0865 | 0 | 332.0865 | 0
| 333.7781 | 0 | 332.2969 | 0 | 332.2969 | 0.00027905 | 333.2164 | 0 | 332.2969 | 0.63912 | 332.2969 | 0 | 332.2969 | 0 | 332.2969 | 0
| 333.9912 | 0 | 332.5073 | 0 | 332.5073 | 0.00013561 | 333.4291 | 0 | 332.5073 | 0.85317 | 332.5073 | 0 | 332.5073 | 0 | 332.5073 | 0
| 334.2043 | 0 | 332.7178 | 0 | 332.7178 | 0.00026079 | 333.6419 | 0 | 332.7178 | 0.64386 | 332.7178 | 0 | 332.7178 | 0 | 332.7178 | 0
| 334.4174 | 0 | 332.9283 | 0 | 332.9282 | 3.1295e-05 | 333.8546 | 0 | 332.9283 | 0.87651 | 332.9283 | 0 | 332.9282 | 0 | 332.9283 | 0
| 334.6305 | 0 | 333.1387 | 0 | 333.1387 | 0.00041205 | 334.0674 | 0 | 333.1387 | 0.63069 | 333.1387 | 0 | 333.1387 | 0 | 333.1387 | 0
| 334.8436 | 0 | 333.3492 | 0 | 333.3492 | 0.00017212 | 334.2802 | 0 | 333.3492 | 0.83492 | 333.3492 | 0 | 333.3492 | 0 | 333.3492 | 0
| 335.0568 | 0 | 333.5597 | 0 | 333.5597 | 0.00033381 | 334.493 | 0 | 333.5597 | 0.60284 | 333.5597 | 0 | 333.5597 | 0 | 333.5597 | 0
| 335.27 | 0 | 333.7702 | 0 | 333.7702 | 8.6061e-05 | 334.7058 | 0 | 333.7702 | 0.81808 | 333.7702 | 0 | 333.7702 | 0 | 333.7702 | 0
| 335.4832 | 0 | 333.9808 | 0 | 333.9808 | 0.00029469 | 334.9187 | 0 | 333.9808 | 0.62764 | 333.9808 | 0 | 333.9808 | 0 | 333.9808 | 0
| 335.6963 | 0 | 334.1913 | 0 | 334.1913 | 0.00018516 | 335.1315 | 0 | 334.1913 | 0.81597 | 334.1913 | 0 | 334.1913 | 0 | 334.1913 | 0
| 335.9096 | 0 | 334.4019 | 0 | 334.4019 | 0.00021385 | 335.3444 | 0 | 334.4019 | 0.61313 | 334.4019 | 0 | 334.4019 | 0 | 334.4019 | 0
| 336.1228 | 0 | 334.6124 | 0 | 334.6124 | 3.3903e-05 | 335.5573 | 0 | 334.6124 | 0.76854 | 334.6124 | 0 | 334.6124 | 0 | 334.6124 | 0
| 336.336 | 0 | 334.823 | 0 | 334.823 | 0.00023732 | 335.7702 | 0 | 334.823 | 0.57779 | 334.823 | 0 | 334.823 | 0 | 334.823 | 0
| 336.5493 | 0 | 335.0336 | 0 | 335.0336 | 7.8237e-05 | 335.9831 | 0 | 335.0336 | 0.76907 | 335.0336 | 0 | 335.0336 | 0 | 335.0336 | 0
| 336.7626 | 0 | 335.2442 | 0 | 335.2442 | 0.00018516 | 336.196 | 0 | 335.2442 | 0.61919 | 335.2442 | 0 | 335.2442 | 0 | 335.2442 | 0
| 336.9759 | 0 | 335.4548 | 0 | 335.4548 | -4.6942e-05 | 336.409 | 0 | 335.4548 | 0.73843 | 335.4548 | 0 | 335.4548 | 0 | 335.4548 | 0
| 337.1892 | 0 | 335.6654 | 0 | 335.6654 | 0.00037293 | 336.6219 | 0 | 335.6654 | 0.5932 | 335.6654 | 0 | 335.6654 | 0 | 335.6654 | 0
| 337.4025 | 0 | 335.8761 | 0 | 335.8761 | 0.00023993 | 336.8349 | 0 | 335.8761 | 0.76848 | 335.8761 | 0 | 335.8761 | 0 | 335.8761 | 0
| 337.6158 | 0 | 336.0868 | 0 | 336.0868 | 0.00048246 | 337.0479 | 0 | 336.0868 | 0.57735 | 336.0868 | 0 | 336.0868 | 0 | 336.0868 | 0
| 337.8292 | 0 | 336.2974 | 0 | 336.2974 | -9.3885e-05 | 337.2609 | 0 | 336.2974 | 0.75774 | 336.2974 | 0 | 336.2974 | 0 | 336.2974 | 0
| 338.0425 | 0 | 336.5081 | 0 | 336.5081 | 0.0001643 | 337.4739 | 0 | 336.5081 | 0.58611 | 336.5081 | 0 | 336.5081 | 0 | 336.5081 | 0
| 338.2559 | 0 | 336.7188 | 0 | 336.7188 | 4.6942e-05 | 337.687 | 0 | 336.7188 | 0.73325 | 336.7188 | 0 | 336.7188 | 0 | 336.7188 | 0
| 338.4693 | 0 | 336.9295 | 0 | 336.9295 | 9.1277e-05 | 337.9 | 0 | 336.9295 | 0.5579 | 336.9295 | 0 | 336.9295 | 0 | 336.9295 | 0
| 338.6827 | 0 | 337.1402 | 0 | 337.1402 | 0.0001304 | 338.1131 | 0 | 337.1402 | 0.72248 | 337.1402 | 0 | 337.1402 | 0 | 337.1402 | 0
| 338.8961 | 0 | 337.351 | 0 | 337.351 | 0.00028948 | 338.3262 | 0 | 337.351 | 0.52834 | 337.351 | 0 | 337.351 | 0 | 337.351 | 0
| 339.1096 | 0 | 337.5617 | 0 | 337.5617 | 0.00025036 | 338.5393 | 0 | 337.5617 | 0.69099 | 337.5617 | 0 | 337.5617 | 0 | 337.5617 | 0
| 339.323 | 0 | 337.7725 | 0 | 337.7725 | 6.259e-05 | 338.7525 | 0 | 337.7725 | 0.50183 | 337.7725 | 0 | 337.7725 | 0 | 337.7725 | 0
| 339.5365 | 0 | 337.9832 | 0 | 337.9832 | 0.00021385 | 338.9656 | 0 | 337.9832 | 0.67904 | 337.9832 | 0 | 337.9832 | 0 | 337.9832 | 0
| 339.75 | 0 | 338.194 | 0 | 338.194 | 0.00039119 | 339.1787 | 0 | 338.194 | 0.48381 | 338.194 | 0 | 338.194 | 0 | 338.194 | 0
| 339.9635 | 0 | 338.4048 | 0 | 338.4048 | 0.00020602 | 339.3919 | 0 | 338.4048 | 0.67339 | 338.4048 | 0 | 338.4048 | 0 | 338.4048 | 0
| 340.177 | 0 | 338.6156 | 0 | 338.6156 | 0.00027122 | 339.6051 | 0 | 338.6156 | 0.50521 | 338.6156 | 0 | 338.6156 | 0 | 338.6156 | 0
| 340.3905 | 0 | 338.8264 | 0 | 338.8265 | 0.0002634 | 339.8183 | 0 | 338.8264 | 0.66037 | 338.8264 | 0 | 338.8265 | 0 | 338.8264 | 0
| 340.6041 | 0 | 339.0373 | 0 | 339.0373 | 0.00027905 | 340.0315 | 0 | 339.0373 | 0.51164 | 339.0373 | 0 | 339.0373 | 0 | 339.0373 | 0
| 340.8177 | 0 | 339.2481 | 0 | 339.2481 | 0.00013561 | 340.2448 | 0 | 339.2481 | 0.6068 | 339.2481 | 0 | 339.2481 | 0 | 339.2481 | 0
| 341.0312 | 0 | 339.459 | 0 | 339.459 | 0.00026079 | 340.458 | 0 | 339.459 | 0.4637 | 339.459 | 0 | 339.459 | 0 | 339.459 | 0
| 341.2448 | 0 | 339.6699 | 0 | 339.6699 | 3.1295e-05 | 340.6713 | 0 | 339.6699 | 0.60839 | 339.6699 | 0 | 339.6699 | 0 | 339.6699 | 0
| 341.4584 | 0 | 339.8808 | 0 | 339.8808 | 0.00041205 | 340.8846 | 0 | 339.8808 | 0.46138 | 339.8808 | 0 | 339.8808 | 0 | 339.8808 | 0
| 341.672 | 0 | 340.0917 | 0 | 340.0917 | 0.00017212 | 341.0979 | 0 | 340.0917 | 0.59186 | 340.0917 | 0 | 340.0917 | 0 | 340.0917 | 0
| 341.8857 | 0 | 340.3026 | 0 | 340.3026 | 0.00033381 | 341.3112 | 0 | 340.3026 | 0.41811 | 340.3026 | 0 | 340.3026 | 0 | 340.3026 | 0
| 342.0993 | 0 | 340.5135 | 0 | 340.5135 | 8.6061e-05 | 341.5245 | 0 | 340.5135 | 0.58666 | 340.5135 | 0 | 340.5135 | 0 | 340.5135 | 0
| 342.313 | 0 | 340.7244 | 0 | 340.7244 | 0.00029469 | 341.7379 | 0 | 340.7244 | 0.44573 | 340.7244 | 0 | 340.7244 | 0 | 340.7244 | 0
| 342.5267 | 0 | 340.9354 | 0 | 340.9354 | 0.00018516 | 341.9513 | 0 | 340.9354 | 0.61604 | 340.9354 | 0 | 340.9354 | 0 | 340.9354 | 0
| 342.7404 | 0 | 341.1464 | 0 | 341.1464 | 0.00021385 | 342.1646 | 0 | 341.1464 | 0.46132 | 341.1464 | 0 | 341.1464 | 0 | 341.1464 | 0
| 342.9541 | 0 | 341.3573 | 0 | 341.3573 | 3.3903e-05 | 342.378 | 0 | 341.3573 | 0.57706 | 341.3573 | 0 | 341.3573 | 0 | 341.3573 | 0
| 343.1678 | 0 | 341.5683 | 0 | 341.5683 | 0.00023732 | 342.5915 | 0 | 341.5683 | 0.39714 | 341.5683 | 0 | 341.5683 | 0 | 341.5683 | 0
| 343.3816 | 0 | 341.7793 | 0 | 341.7793 | 7.8237e-05 | 342.8049 | 0 | 341.7793 | 0.54016 | 341.7793 | 0 | 341.7793 | 0 | 341.7793 | 0
| 343.5953 | 0 | 341.9903 | 0 | 341.9903 | 0.00018516 | 343.0183 | 0 | 341.9903 | 0.38692 | 341.9903 | 0 | 341.9903 | 0 | 341.9903 | 0
| 343.8091 | 0 | 342.2014 | 0 | 342.2013 | -4.6942e-05 | 343.2318 | 0 | 342.2014 | 0.55328 | 342.2014 | 0 | 342.2013 | 0 | 342.2014 | 0
| 344.0229 | 0 | 342.4124 | 0 | 342.4124 | 0.00037293 | 343.4453 | 0 | 342.4124 | 0.40867 | 342.4124 | 0 | 342.4124 | 0 | 342.4124 | 0
| 344.2367 | 0 | 342.6234 | 0 | 342.6234 | 0.00023993 | 343.6588 | 0 | 342.6234 | 0.55086 | 342.6234 | 0 | 342.6234 | 0 | 342.6234 | 0
| 344.4505 | 0 | 342.8345 | 0 | 342.8345 | 0.00048246 | 343.8723 | 0 | 342.8345 | 0.39978 | 342.8345 | 0 | 342.8345 | 0 | 342.8345 | 0
| 344.6643 | 0 | 343.0456 | 0 | 343.0456 | -9.3885e-05 | 344.0858 | 0 | 343.0456 | 0.52416 | 343.0456 | 0 | 343.0456 | 0 | 343.0456 | 0
| 344.8782 | 0 | 343.2567 | 0 | 343.2567 | 0.0001643 | 344.2994 | 0 | 343.2567 | 0.39154 | 343.2567 | 0 | 343.2567 | 0 | 343.2567 | 0
| 345.092 | 0 | 343.4678 | 0 | 343.4678 | 4.6942e-05 | 344.5129 | 0 | 343.4678 | 0.52335 | 343.4678 | 0 | 343.4678 | 0 | 343.4678 | 0
| 345.3059 | 0 | 343.6789 | 0 | 343.6789 | 9.1277e-05 | 344.7265 | 0 | 343.6789 | 0.3575 | 343.6789 | 0 | 343.6789 | 0 | 343.6789 | 0
| 345.5198 | 0 | 343.89 | 0 | 343.89 | 0.0001304 | 344.9401 | 0 | 343.89 | 0.52403 | 343.89 | 0 | 343.89 | 0 | 343.89 | 0
| 345.7337 | 0 | 344.1012 | 0 | 344.1012 | 0.00028948 | 345.1537 | 0 | 344.1012 | 0.41057 | 344.1012 | 0 | 344.1012 | 0 | 344.1012 | 0
| 345.9476 | 0 | 344.3123 | 0 | 344.3123 | 0.00025036 | 345.3673 | 0 | 344.3123 | 0.54453 | 344.3123 | 0 | 344.3123 | 0 | 344.3123 | 0
| 346.1615 | 0 | 344.5235 | 0 | 344.5235 | 6.259e-05 | 345.581 | 0 | 344.5235 | 0.40079 | 344.5235 | 0 | 344.5235 | 0 | 344.5235 | 0
| 346.3755 | 0 | 344.7347 | 0 | 344.7347 | 0.00021385 | 345.7946 | 0 | 344.7347 | 0.51639 | 344.7347 | 0 | 344.7347 | 0 | 344.7347 | 0
| 346.5894 | 0 | 344.9459 | 0 | 344.9459 | 0.00039119 | 346.0083 | 0 | 344.9459 | 0.43404 | 344.9459 | 0 | 344.9459 | 0 | 344.9459 | 0
| 346.8034 | 0 | 345.1571 | 0 | 345.1571 | 0.00020602 | 346.222 | 0 | 345.1571 | 0.52993 | 345.1571 | 0 | 345.1571 | 0 | 345.1571 | 0
| 347.0174 | 0 | 345.3683 | 0 | 345.3683 | 0.00027122 | 346.4357 | 0 | 345.3683 | 0.39341 | 345.3683 | 0 | 345.3683 | 0 | 345.3683 | 0
| 347.2314 | 0 | 345.5795 | 0 | 345.5795 | 0.0002634 | 346.6494 | 0 | 345.5795 | 0.54679 | 345.5795 | 0 | 345.5795 | 0 | 345.5795 | 0
| 347.4455 | 0 | 345.7908 | 0 | 345.7908 | 0.00027905 | 346.8632 | 0 | 345.7908 | 0.39575 | 345.7908 | 0 | 345.7908 | 0 | 345.7908 | 0
| 347.6595 | 0 | 346.002 | 0 | 346.002 | 0.00013561 | 347.0769 | 0 | 346.002 | 0.51548 | 346.002 | 0 | 346.002 | 0 | 346.002 | 0
| 347.8736 | 0 | 346.2133 | 0 | 346.2133 | 0.00026079 | 347.2907 | 0 | 346.2133 | 0.37913 | 346.2133 | 0 | 346.2133 | 0 | 346.2133 | 0
| 348.0876 | 0 | 346.4246 | 0 | 346.4246 | 3.1295e-05 | 347.5045 | 0 | 346.4246 | 0.53021 | 346.4246 | 0 | 346.4246 | 0 | 346.4246 | 0
| 348.3017 | 0 | 346.6359 | 0 | 346.6359 | 0.00041205 | 347.7183 | 0 | 346.6359 | 0.37956 | 346.6359 | 0 | 346.6359 | 0 | 346.6359 | 0
| 348.5158 | 0 | 346.8472 | 0 | 346.8472 | 0.00017212 | 347.9321 | 0 | 346.8472 | 0.49552 | 346.8472 | 0 | 346.8472 | 0 | 346.8472 | 0
| 348.7299 | 0 | 347.0585 | 0 | 347.0585 | 0.00033381 | 348.1459 | 0 | 347.0585 | 0.37499 | 347.0585 | 0 | 347.0585 | 0 | 347.0585 | 0
| 348.9441 | 0 | 347.2698 | 0 | 347.2698 | 8.6061e-05 | 348.3598 | 0 | 347.2698 | 0.50304 | 347.2698 | 0 | 347.2698 | 0 | 347.2698 | 0
| 349.1582 | 0 | 347.4812 | 0 | 347.4812 | 0.00029469 | 348.5736 | 0 | 347.4812 | 0.38385 | 347.4812 | 0 | 347.4812 | 0 | 347.4812 | 0
| 349.3723 | 0 | 347.6925 | 0 | 347.6925 | 0.00018516 | 348.7875 | 0 | 347.6925 | 0.48448 | 347.6925 | 0 | 347.6925 | 0 | 347.6925 | 0
| 349.5865 | 0 | 347.9039 | 0 | 347.9039 | 0.00021385 | 349.0014 | 0 | 347.9039 | 0.375 | 347.9039 | 0 | 347.9039 | 0 | 347.9039 | 0
| 349.8007 | 0 | 348.1153 | 0 | 348.1153 | 3.3903e-05 | 349.2153 | 0 | 348.1153 | 0.46853 | 348.1153 | 0 | 348.1153 | 0 | 348.1153 | 0
| 350.0149 | 0 | 348.3267 | 0 | 348.3267 | 0.00023732 | 349.4292 | 0 | 348.3267 | 0.34359 | 348.3267 | 0 | 348.3267 | 0 | 348.3267 | 0
| 350.2291 | 0 | 348.5381 | 0 | 348.5381 | 7.8237e-05 | 349.6432 | 0 | 348.5381 | 0.46017 | 348.5381 | 0 | 348.5381 | 0 | 348.5381 | 0
| 350.4434 | 0 | 348.7495 | 0 | 348.7495 | 0.00018516 | 349.8571 | 0 | 348.7495 | 0.31067 | 348.7495 | 0 | 348.7495 | 0 | 348.7495 | 0
| 350.6576 | 0 | 348.961 | 0 | 348.961 | -4.6942e-05 | 350.0711 | 0 | 348.961 | 0.42895 | 348.961 | 0 | 348.961 | 0 | 348.961 | 0
| 350.8719 | 0 | 349.1724 | 0 | 349.1724 | 0.00037293 | 350.2851 | 0 | 349.1724 | 0.31703 | 349.1724 | 0 | 349.1724 | 0 | 349.1724 | 0
| 351.0862 | 0 | 349.3839 | 0 | 349.3839 | 0.00023993 | 350.4991 | 0 | 349.3839 | 0.42253 | 349.3839 | 0 | 349.3839 | 0 | 349.3839 | 0
| 351.3005 | 0 | 349.5953 | 0 | 349.5953 | 0.00048246 | 350.7131 | 0 | 349.5953 | 0.32362 | 349.5953 | 0 | 349.5953 | 0 | 349.5953 | 0
| 351.5148 | 0 | 349.8068 | 0 | 349.8068 | -9.3885e-05 | 350.9272 | 0 | 349.8068 | 0.4221 | 349.8068 | 0 | 349.8068 | 0 | 349.8068 | 0
| 351.7291 | 0 | 350.0183 | 0 | 350.0183 | 0.0001643 | 351.1412 | 0 | 350.0183 | 0.29856 | 350.0183 | 0 | 350.0183 | 0 | 350.0183 | 0
| 351.9434 | 0 | 350.2298 | 0 | 350.2298 | 4.6942e-05 | 351.3553 | 0 | 350.2298 | 0.38672 | 350.2298 | 0 | 350.2298 | 0 | 350.2298 | 0
| 352.1578 | 0 | 350.4413 | 0 | 350.4413 | 9.1277e-05 | 351.5694 | 0 | 350.4413 | 0.29729 | 350.4413 | 0 | 350.4413 | 0 | 350.4413 | 0
| 352.3721 | 0 | 350.6529 | 0 | 350.6529 | 0.0001304 | 351.7835 | 0 | 350.6529 | 0.37167 | 350.6529 | 0 | 350.6529 | 0 | 350.6529 | 0
| 352.5865 | 0 | 350.8644 | 0 | 350.8644 | 0.00028948 | 351.9976 | 0 | 350.8644 | 0.27617 | 350.8644 | 0 | 350.8644 | 0 | 350.8644 | 0
| 352.8009 | 0 | 351.076 | 0 | 351.076 | 0.00025036 | 352.2117 | 0 | 351.076 | 0.36389 | 351.076 | 0 | 351.076 | 0 | 351.076 | 0
| 353.0153 | 0 | 351.2876 | 0 | 351.2876 | 6.259e-05 | 352.4259 | 0 | 351.2876 | 0.25786 | 351.2876 | 0 | 351.2876 | 0 | 351.2876 | 0
| 353.2298 | 0 | 351.4992 | 0 | 351.4992 | 0.00021385 | 352.64 | 0 | 351.4992 | 0.35269 | 351.4992 | 0 | 351.4992 | 0 | 351.4992 | 0
| 353.4442 | 0 | 351.7108 | 0 | 351.7108 | 0.00039119 | 352.8542 | 0 | 351.7108 | 0.26 | 351.7108 | 0 | 351.7108 | 0 | 351.7108 | 0
| 353.6587 | 0 | 351.9224 | 0 | 351.9224 | 0.00020602 | 353.0684 | 0 | 351.9224 | 0.34935 | 351.9224 | 0 | 351.9224 | 0 | 351.9224 | 0
| 353.8731 | 0 | 352.134 | 0 | 352.134 | 0.00027122 | 353.2826 | 0 | 352.134 | 0.25207 | 352.134 | 0 | 352.134 | 0 | 352.134 | 0
| 354.0876 | 0 | 352.3456 | 0 | 352.3456 | 0.0002634 | 353.4969 | 0 | 352.3456 | 0.33907 | 352.3456 | 0 | 352.3456 | 0 | 352.3456 | 0
| 354.3021 | 0 | 352.5573 | 0 | 352.5573 | 0.00027905 | 353.7111 | 0 | 352.5573 | 0.25967 | 352.5573 | 0 | 352.5573 | 0 | 352.5573 | 0
| 354.5166 | 0 | 352.769 | 0 | 352.769 | 0.00013561 | 353.9254 | 0 | 352.769 | 0.33937 | 352.769 | 0 | 352.769 | 0 | 352.769 | 0
| 354.7312 | 0 | 352.9806 | 0 | 352.9806 | 0.00026079 | 354.1397 | 0 | 352.9806 | 0.22858 | 352.9806 | 0 | 352.9806 | 0 | 352.9806 | 0
| 354.9457 | 0 | 353.1923 | 0 | 353.1923 | 3.1295e-05 | 354.354 | 0 | 353.1923 | 0.32882 | 353.1923 | 0 | 353.1923 | 0 | 353.1923 | 0
| 355.1603 | 0 | 353.404 | 0 | 353.404 | 0.00041205 | 354.5683 | 0 | 353.404 | 0.24897 | 353.404 | 0 | 353.404 | 0 | 353.404 | 0
| 355.3748 | 0 | 353.6157 | 0 | 353.6157 | 0.00017212 | 354.7826 | 0 | 353.6157 | 0.32095 | 353.6157 | 0 | 353.6157 | 0 | 353.6157 | 0
| 355.5894 | 0 | 353.8275 | 0 | 353.8274 | 0.00033381 | 354.9969 | 0 | 353.8275 | 0.24164 | 353.8275 | 0 | 353.8274 | 0 | 353.8275 | 0
| 355.804 | 0 | 354.0392 | 0 | 354.0392 | 8.6061e-05 | 355.2113 | 0 | 354.0392 | 0.29942 | 354.0392 | 0 | 354.0392 | 0 | 354.0392 | 0
| 356.0186 | 0 | 354.2509 | 0 | 354.2509 | 0.00029469 | 355.4257 | 0 | 354.2509 | 0.22871 | 354.2509 | 0 | 354.2509 | 0 | 354.2509 | 0
| 356.2333 | 0 | 354.4627 | 0 | 354.4627 | 0.00018516 | 355.64 | 0 | 354.4627 | 0.3133 | 354.4627 | 0 | 354.4627 | 0 | 354.4627 | 0
| 356.4479 | 0 | 354.6745 | 0 | 354.6745 | 0.00021385 | 355.8544 | 0 | 354.6745 | 0.24479 | 354.6745 | 0 | 354.6745 | 0 | 354.6745 | 0
| 356.6626 | 0 | 354.8863 | 0 | 354.8863 | 3.3903e-05 | 356.0689 | 0 | 354.8863 | 0.29918 | 354.8863 | 0 | 354.8863 | 0 | 354.8863 | 0
| 356.8773 | 0 | 355.0981 | 0 | 355.0981 | 0.00023732 | 356.2833 | 0 | 355.0981 | 0.22413 | 355.0981 | 0 | 355.0981 | 0 | 355.0981 | 0
| 357.092 | 0 | 355.3099 | 0 | 355.3099 | 7.8237e-05 | 356.4978 | 0 | 355.3099 | 0.29857 | 355.3099 | 0 | 355.3099 | 0 | 355.3099 | 0
| 357.3067 | 0 | 355.5217 | 0 | 355.5217 | 0.00018516 | 356.7122 | 0 | 355.5217 | 0.23146 | 355.5217 | 0 | 355.5217 | 0 | 355.5217 | 0
| 357.5214 | 0 | 355.7336 | 0 | 355.7335 | -4.6942e-05 | 356.9267 | 0 | 355.7336 | 0.29819 | 355.7336 | 0 | 355.7335 | 0 | 355.7336 | 0
| 357.7361 | 0 | 355.9454 | 0 | 355.9454 | 0.00037293 | 357.1412 | 0 | 355.9454 | 0.19754 | 355.9454 | 0 | 355.9454 | 0 | 355.9454 | 0
| 357.9509 | 0 | 356.1573 | 0 | 356.1573 | 0.00023993 | 357.3557 | 0 | 356.1573 | 0.2909 | 356.1573 | 0 | 356.1573 | 0 | 356.1573 | 0
| 358.1657 | 0 | 356.3691 | 0 | 356.3691 | 0.00048246 | 357.5702 | 0 | 356.3691 | 0.21599 | 356.3691 | 0 | 356.3691 | 0 | 356.3691 | 0
| 358.3804 | 0 | 356.581 | 0 | 356.581 | -9.3885e-05 | 357.7848 | 0 | 356.581 | 0.28661 | 356.581 | 0 | 356.581 | 0 | 356.581 | 0
| 358.5952 | 0 | 356.7929 | 0 | 356.7929 | 0.0001643 | 357.9994 | 0 | 356.7929 | 0.19773 | 356.7929 | 0 | 356.7929 | 0 | 356.7929 | 0
| 358.81 | 0 | 357.0048 | 0 | 357.0048 | 4.6942e-05 | 358.2139 | 0 | 357.0048 | 0.26356 | 357.0048 | 0 | 357.0048 | 0 | 357.0048 | 0
| 359.0249 | 0 | 357.2168 | 0 | 357.2168 | 9.1277e-05 | 358.4285 | 0 | 357.2168 | 0.20693 | 357.2168 | 0 | 357.2168 | 0 | 357.2168 | 0
| 359.2397 | 0 | 357.4287 | 0 | 357.4287 | 0.0001304 | 358.6431 | 0 | 357.4287 | 0.25389 | 357.4287 | 0 | 357.4287 | 0 | 357.4287 | 0
| 359.4546 | 0 | 357.6407 | 0 | 357.6407 | 0.00028948 | 358.8578 | 0 | 357.6407 | 0.19871 | 357.6407 | 0 | 357.6407 | 0 | 357.6407 | 0
| 359.6694 | 0 | 357.8526 | 0 | 357.8526 | 0.00025036 | 359.0724 | 0 | 357.8526 | 0.2508 | 357.8526 | 0 | 357.8526 | 0 | 357.8526 | 0
| 359.8843 | 0 | 358.0646 | 0 | 358.0646 | 6.259e-05 | 359.2871 | 0 | 358.0646 | 0.18127 | 358.0646 | 0 | 358.0646 | 0 | 358.0646 | 0
| 360.0992 | 0 | 358.2766 | 0 | 358.2766 | 0.00021385 | 359.5017 | 0 | 358.2766 | 0.25482 | 358.2766 | 0 | 358.2766 | 0 | 358.2766 | 0
| 360.3141 | 0 | 358.4886 | 0 | 358.4886 | 6.259e-05 | 359.7164 | 0 | 358.4886 | 0.18458 | 358.4886 | 0 | 358.4886 | 0 | 358.4886 | 0
| 360.5291 | 0 | 358.7006 | 0 | 358.7006 | 0.00021385 | 359.9311 | 0 | 358.7006 | 0.25868 | 358.7006 | 0 | 358.7006 | 0 | 358.7006 | 0
| 360.744 | 0 | 358.9126 | 0 | 358.9126 | 0.00039119 | 360.1458 | 0 | 358.9126 | 0.19207 | 358.9126 | 0 | 358.9126 | 0 | 358.9126 | 0
| 360.959 | 0 | 359.1247 | 0 | 359.1247 | 0.00020602 | 360.3606 | 0 | 359.1247 | 0.26089 | 359.1247 | 0 | 359.1247 | 0 | 359.1247 | 0
| 361.1739 | 0 | 359.3367 | 0 | 359.3367 | 0.00027122 | 360.5753 | 0 | 359.3367 | 0.18909 | 359.3367 | 0 | 359.3367 | 0 | 359.3367 | 0
| 361.3889 | 0 | 359.5488 | 0 | 359.5488 | 0.0002634 | 360.7901 | 0 | 359.5488 | 0.23321 | 359.5488 | 0 | 359.5488 | 0 | 359.5488 | 0
| 361.6039 | 0 | 359.7609 | 0 | 359.7609 | 0.00027905 | 361.0049 | 0 | 359.7609 | 0.17702 | 359.7609 | 0 | 359.7609 | 0 | 359.7609 | 0
| 361.8189 | 0 | 359.973 | 0 | 359.973 | 0.00013561 | 361.2197 | 0 | 359.973 | 0.22801 | 359.973 | 0 | 359.973 | 0 | 359.973 | 0
| 362.034 | 0 | 360.1851 | 0 | 360.1851 | 0.00026079 | 361.4345 | 0 | 360.1851 | 0.17711 | 360.1851 | 0 | 360.1851 | 0 | 360.1851 | 0
| 362.249 | 0 | 360.3972 | 0 | 360.3972 | 3.1295e-05 | 361.6493 | 0 | 360.3972 | 0.22987 | 360.3972 | 0 | 360.3972 | 0 | 360.3972 | 0
| 362.4641 | 0 | 360.6093 | 0 | 360.6093 | 0.00041205 | 361.8642 | 0 | 360.6093 | 0.16538 | 360.6093 | 0 | 360.6093 | 0 | 360.6093 | 0
| 362.6792 | 0 | 360.8214 | 0 | 360.8214 | 0.00017212 | 362.079 | 0 | 360.8214 | 0.23026 | 360.8214 | 0 | 360.8214 | 0 | 360.8214 | 0
| 362.8943 | 0 | 361.0336 | 0 | 361.0336 | 0.00033381 | 362.2939 | 0 | 361.0336 | 0.16904 | 361.0336 | 0 | 361.0336 | 0 | 361.0336 | 0
| 363.1094 | 0 | 361.2458 | 0 | 361.2458 | 8.6061e-05 | 362.5088 | 0 | 361.2458 | 0.21899 | 361.2458 | 0 | 361.2458 | 0 | 361.2458 | 0
| 363.3245 | 0 | 361.4579 | 0 | 361.4579 | 0.00029469 | 362.7237 | 0 | 361.4579 | 0.15666 | 361.4579 | 0 | 361.4579 | 0 | 361.4579 | 0
| 363.5396 | 0 | 361.6701 | 0 | 361.6701 | 0.00018516 | 362.9386 | 0 | 361.6701 | 0.2071 | 361.6701 | 0 | 361.6701 | 0 | 361.6701 | 0
| 363.7548 | 0 | 361.8823 | 0 | 361.8823 | 0.00021385 | 363.1536 | 0 | 361.8823 | 0.14831 | 361.8823 | 0 | 361.8823 | 0 | 361.8823 | 0
| 363.9699 | 0 | 362.0945 | 0 | 362.0945 | 3.3903e-05 | 363.3685 | 0 | 362.0945 | 0.21081 | 362.0945 | 0 | 362.0945 | 0 | 362.0945 | 0
| 364.1851 | 0 | 362.3068 | 0 | 362.3068 | 0.00023732 | 363.5835 | 0 | 362.3068 | 0.14811 | 362.3068 | 0 | 362.3068 | 0 | 362.3068 | 0
| 364.4003 | 0 | 362.519 | 0 | 362.519 | 7.8237e-05 | 363.7985 | 0 | 362.519 | 0.20917 | 362.519 | 0 | 362.519 | 0 | 362.519 | 0
| 364.6155 | 0 | 362.7313 | 0 | 362.7313 | 0.00018516 | 364.0135 | 0 | 362.7313 | 0.15125 | 362.7313 | 0 | 362.7313 | 0 | 362.7313 | 0
| 364.8307 | 0 | 362.9435 | 0 | 362.9435 | -4.6942e-05 | 364.2285 | 0 | 362.9435 | 0.19739 | 362.9435 | 0 | 362.9435 | 0 | 362.9435 | 0
| 365.046 | 0 | 363.1558 | 0 | 363.1558 | 0.00037293 | 364.4435 | 0 | 363.1558 | 0.14917 | 363.1558 | 0 | 363.1558 | 0 | 363.1558 | 0
| 365.2612 | 0 | 363.3681 | 0 | 363.3681 | 0.00023993 | 364.6586 | 0 | 363.3681 | 0.19355 | 363.3681 | 0 | 363.3681 | 0 | 363.3681 | 0
| 365.4765 | 0 | 363.5804 | 0 | 363.5804 | 0.00048246 | 364.8736 | 0 | 363.5804 | 0.14866 | 363.5804 | 0 | 363.5804 | 0 | 363.5804 | 0
| 365.6918 | 0 | 363.7927 | 0 | 363.7927 | -9.3885e-05 | 365.0887 | 0 | 363.7927 | 0.19085 | 363.7927 | 0 | 363.7927 | 0 | 363.7927 | 0
| 365.9071 | 0 | 364.005 | 0 | 364.005 | 0.0001643 | 365.3038 | 0 | 364.005 | 0.1424 | 364.005 | 0 | 364.005 | 0 | 364.005 | 0
| 366.1224 | 0 | 364.2174 | 0 | 364.2174 | 4.6942e-05 | 365.5189 | 0 | 364.2174 | 0.1912 | 364.2174 | 0 | 364.2174 | 0 | 364.2174 | 0
| 366.3377 | 0 | 364.4297 | 0 | 364.4298 | 9.1277e-05 | 365.7341 | 0 | 364.4297 | 0.14676 | 364.4297 | 0 | 364.4298 | 0 | 364.4297 | 0
| 366.553 | 0 | 364.6421 | 0 | 364.6421 | 0.0001304 | 365.9492 | 0 | 364.6421 | 0.19358 | 364.6421 | 0 | 364.6421 | 0 | 364.6421 | 0
| 366.7684 | 0 | 364.8545 | 0 | 364.8545 | 0.00028948 | 366.1644 | 0 | 364.8545 | 0.14773 | 364.8545 | 0 | 364.8545 | 0 | 364.8545 | 0
| 366.9838 | 0 | 365.0669 | 0 | 365.0669 | 0.00025036 | 366.3795 | 0 | 365.0669 | 0.19294 | 365.0669 | 0 | 365.0669 | 0 | 365.0669 | 0
| 367.1992 | 0 | 365.2793 | 0 | 365.2793 | 6.259e-05 | 366.5947 | 0 | 365.2793 | 0.14056 | 365.2793 | 0 | 365.2793 | 0 | 365.2793 | 0
| 367.4146 | 0 | 365.4917 | 0 | 365.4917 | 0.00021385 | 366.8099 | 0 | 365.4917 | 0.19363 | 365.4917 | 0 | 365.4917 | 0 | 365.4917 | 0
| 367.63 | 0 | 365.7041 | 0 | 365.7041 | 0.00039119 | 367.0251 | 0 | 365.7041 | 0.14276 | 365.7041 | 0 | 365.7041 | 0 | 365.7041 | 0
| 367.8454 | 0 | 365.9166 | 0 | 365.9166 | 0.00020602 | 367.2404 | 0 | 365.9166 | 0.18538 | 365.9166 | 0 | 365.9166 | 0 | 365.9166 | 0
| 368.0608 | 0 | 366.129 | 0 | 366.129 | 0.00027122 | 367.4556 | 0 | 366.129 | 0.13788 | 366.129 | 0 | 366.129 | 0 | 366.129 | 0
| 368.2763 | 0 | 366.3415 | 0 | 366.3415 | 0.0002634 | 367.6709 | 0 | 366.3415 | 0.18664 | 366.3415 | 0 | 366.3415 | 0 | 366.3415 | 0
| 368.4918 | 0 | 366.554 | 0 | 366.554 | 0.00027905 | 367.8862 | 0 | 366.554 | 0.13192 | 366.554 | 0 | 366.554 | 0 | 366.554 | 0
| 368.7073 | 0 | 366.7664 | 0 | 366.7665 | 0.00013561 | 368.1015 | 0 | 366.7664 | 0.18132 | 366.7664 | 0 | 366.7665 | 0 | 366.7664 | 0
| 368.9228 | 0 | 366.9789 | 0 | 366.9789 | 0.00026079 | 368.3168 | 0 | 366.9789 | 0.13355 | 366.9789 | 0 | 366.9789 | 0 | 366.9789 | 0
| 369.1383 | 0 | 367.1915 | 0 | 367.1915 | 3.1295e-05 | 368.5321 | 0 | 367.1915 | 0.19307 | 367.1915 | 0 | 367.1915 | 0 | 367.1915 | 0
| 369.3538 | 0 | 367.404 | 0 | 367.404 | 0.00041205 | 368.7475 | 0 | 367.404 | 0.12783 | 367.404 | 0 | 367.404 | 0 | 367.404 | 0
| 369.5693 | 0 | 367.6165 | 0 | 367.6165 | 0.00017212 | 368.9629 | 0 | 367.6165 | 0.17376 | 367.6165 | 0 | 367.6165 | 0 | 367.6165 | 0
| 369.7849 | 0 | 367.8291 | 0 | 367.8291 | 0.00033381 | 369.1782 | 0 | 367.8291 | 0.14165 | 367.8291 | 0 | 367.8291 | 0 | 367.8291 | 0
| 370.0005 | 0 | 368.0416 | 0 | 368.0416 | 8.6061e-05 | 369.3936 | 0 | 368.0416 | 0.17152 | 368.0416 | 0 | 368.0416 | 0 | 368.0416 | 0
| 370.2161 | 0 | 368.2542 | 0 | 368.2542 | 0.00029469 | 369.609 | 0 | 368.2542 | 0.13963 | 368.2542 | 0 | 368.2542 | 0 | 368.2542 | 0
| 370.4317 | 0 | 368.4668 | 0 | 368.4668 | 0.00018516 | 369.8245 | 0 | 368.4668 | 0.18518 | 368.4668 | 0 | 368.4668 | 0 | 368.4668 | 0
| 370.6473 | 0 | 368.6794 | 0 | 368.6794 | 0.00021385 | 370.0399 | 0 | 368.6794 | 0.12677 | 368.6794 | 0 | 368.6794 | 0 | 368.6794 | 0
| 370.8629 | 0 | 368.892 | 0 | 368.892 | 3.3903e-05 | 370.2553 | 0 | 368.892 | 0.17425 | 368.892 | 0 | 368.892 | 0 | 368.892 | 0
| 371.0786 | 0 | 369.1046 | 0 | 369.1046 | 0.00023732 | 370.4708 | 0 | 369.1046 | 0.12137 | 369.1046 | 0 | 369.1046 | 0 | 369.1046 | 0
| 371.2942 | 0 | 369.3173 | 0 | 369.3173 | 7.8237e-05 | 370.6863 | 0 | 369.3173 | 0.17958 | 369.3173 | 0 | 369.3173 | 0 | 369.3173 | 0
| 371.5099 | 0 | 369.5299 | 0 | 369.5299 | 0.00018516 | 370.9018 | 0 | 369.5299 | 0.1241 | 369.5299 | 0 | 369.5299 | 0 | 369.5299 | 0
| 371.7256 | 0 | 369.7426 | 0 | 369.7426 | -4.6942e-05 | 371.1173 | 0 | 369.7426 | 0.16089 | 369.7426 | 0 | 369.7426 | 0 | 369.7426 | 0
| 371.9413 | 0 | 369.9553 | 0 | 369.9553 | 0.00037293 | 371.3329 | 0 | 369.9553 | 0.12198 | 369.9553 | 0 | 369.9553 | 0 | 369.9553 | 0
| 372.157 | 0 | 370.168 | 0 | 370.168 | 0.00023993 | 371.5484 | 0 | 370.168 | 0.16593 | 370.168 | 0 | 370.168 | 0 | 370.168 | 0
| 372.3728 | 0 | 370.3807 | 0 | 370.3807 | 0.00048246 | 371.764 | 0 | 370.3807 | 0.11999 | 370.3807 | 0 | 370.3807 | 0 | 370.3807 | 0
| 372.5885 | 0 | 370.5934 | 0 | 370.5934 | -9.3885e-05 | 371.9795 | 0 | 370.5934 | 0.16903 | 370.5934 | 0 | 370.5934 | 0 | 370.5934 | 0
| 372.8043 | 0 | 370.8061 | 0 | 370.8061 | 0.0001643 | 372.1951 | 0 | 370.8061 | 0.12228 | 370.8061 | 0 | 370.8061 | 0 | 370.8061 | 0
| 373.0201 | 0 | 371.0189 | 0 | 371.0189 | 4.6942e-05 | 372.4107 | 0 | 371.0189 | 0.16354 | 371.0189 | 0 | 371.0189 | 0 | 371.0189 | 0
| 373.2359 | 0 | 371.2316 | 0 | 371.2316 | 9.1277e-05 | 372.6264 | 0 | 371.2316 | 0.1183 | 371.2316 | 0 | 371.2316 | 0 | 371.2316 | 0
| 373.4517 | 0 | 371.4444 | 0 | 371.4444 | 0.0001304 | 372.842 | 0 | 371.4444 | 0.16068 | 371.4444 | 0 | 371.4444 | 0 | 371.4444 | 0
| 373.6675 | 0 | 371.6571 | 0 | 371.6571 | 0.00028948 | 373.0577 | 0 | 371.6571 | 0.11912 | 371.6571 | 0 | 371.6571 | 0 | 371.6571 | 0
| 373.8833 | 0 | 371.8699 | 0 | 371.8699 | 0.00025036 | 373.2733 | 0 | 371.8699 | 0.15546 | 371.8699 | 0 | 371.8699 | 0 | 371.8699 | 0
| 374.0992 | 0 | 372.0827 | 0 | 372.0827 | 6.259e-05 | 373.489 | 0 | 372.0827 | 0.11237 | 372.0827 | 0 | 372.0827 | 0 | 372.0827 | 0
| 374.315 | 0 | 372.2956 | 0 | 372.2956 | 0.00021385 | 373.7047 | 0 | 372.2956 | 0.15426 | 372.2956 | 0 | 372.2956 | 0 | 372.2956 | 0
| 374.5309 | 0 | 372.5084 | 0 | 372.5084 | 0.00039119 | 373.9204 | 0 | 372.5084 | 0.11243 | 372.5084 | 0 | 372.5084 | 0 | 372.5084 | 0
| 374.7468 | 0 | 372.7212 | 0 | 372.7212 | 0.00020602 | 374.1362 | 0 | 372.7212 | 0.14437 | 372.7212 | 0 | 372.7212 | 0 | 372.7212 | 0
| 374.9627 | 0 | 372.9341 | 0 | 372.9341 | 0.00027122 | 374.3519 | 0 | 372.9341 | 0.11368 | 372.9341 | 0 | 372.9341 | 0 | 372.9341 | 0
| 375.1786 | 0 | 373.1469 | 0 | 373.1469 | 0.0002634 | 374.5677 | 0 | 373.1469 | 0.13989 | 373.1469 | 0 | 373.1469 | 0 | 373.1469 | 0
| 375.3946 | 0 | 373.3598 | 0 | 373.3598 | 0.00027905 | 374.7835 | 0 | 373.3598 | 0.1135 | 373.3598 | 0 | 373.3598 | 0 | 373.3598 | 0
| 375.6105 | 0 | 373.5727 | 0 | 373.5727 | 0.00013561 | 374.9993 | 0 | 373.5727 | 0.13762 | 373.5727 | 0 | 373.5727 | 0 | 373.5727 | 0
| 375.8265 | 0 | 373.7856 | 0 | 373.7856 | 0.00026079 | 375.2151 | 0 | 373.7856 | 0.094668 | 373.7856 | 0 | 373.7856 | 0 | 373.7856 | 0
| 376.0425 | 0 | 373.9985 | 0 | 373.9985 | 3.1295e-05 | 375.4309 | 0 | 373.9985 | 0.14235 | 373.9985 | 0 | 373.9985 | 0 | 373.9985 | 0
| 376.2585 | 0 | 374.2114 | 0 | 374.2114 | 0.00041205 | 375.6467 | 0 | 374.2114 | 0.10024 | 374.2114 | 0 | 374.2114 | 0 | 374.2114 | 0
| 376.4745 | 0 | 374.4243 | 0 | 374.4244 | 0.00017212 | 375.8626 | 0 | 374.4243 | 0.13308 | 374.4243 | 0 | 374.4244 | 0 | 374.4243 | 0
| 376.6905 | 0 | 374.6373 | 0 | 374.6373 | 0.00033381 | 376.0785 | 0 | 374.6373 | 0.098075 | 374.6373 | 0 | 374.6373 | 0 | 374.6373 | 0
| 376.9065 | 0 | 374.8503 | 0 | 374.8503 | 8.6061e-05 | 376.2944 | 0 | 374.8503 | 0.12494 | 374.8503 | 0 | 374.8503 | 0 | 374.8503 | 0
| 377.1226 | 0 | 375.0632 | 0 | 375.0632 | 0.00029469 | 376.5103 | 0 | 375.0632 | 0.096872 | 375.0632 | 0 | 375.0632 | 0 | 375.0632 | 0
| 377.3387 | 0 | 375.2762 | 0 | 375.2763 | 0.00018516 | 376.7262 | 0 | 375.2762 | 0.12231 | 375.2762 | 0 | 375.2763 | 0 | 375.2762 | 0
| 377.5548 | 0 | 375.4892 | 0 | 375.4892 | 0.00021385 | 376.9421 | 0 | 375.4892 | 0.08934 | 375.4892 | 0 | 375.4892 | 0 | 375.4892 | 0
| 377.7709 | 0 | 375.7022 | 0 | 375.7022 | 3.3903e-05 | 377.1581 | 0 | 375.7022 | 0.11847 | 375.7022 | 0 | 375.7022 | 0 | 375.7022 | 0
| 377.987 | 0 | 375.9153 | 0 | 375.9153 | 0.00023732 | 377.374 | 0 | 375.9153 | 0.086096 | 375.9153 | 0 | 375.9153 | 0 | 375.9153 | 0
| 378.2031 | 0 | 376.1283 | 0 | 376.1283 | 7.8237e-05 | 377.59 | 0 | 376.1283 | 0.11532 | 376.1283 | 0 | 376.1283 | 0 | 376.1283 | 0
| 378.4192 | -0.026901 | 376.3413 | 0 | 376.3413 | 0.00018516 | 377.806 | 0 | 376.3413 | 0.09105 | 376.3413 | 0 | 376.3413 | 0 | 376.3413 | 0
| 378.6354 | -0.023708 | 376.5544 | 0 | 376.5544 | -4.6942e-05 | 378.022 | 0 | 376.5544 | 0.12205 | 376.5544 | 0 | 376.5544 | 0 | 376.5544 | 0
| 378.8516 | -0.019487 | 376.7675 | 0 | 376.7675 | 0.00037293 | 378.2381 | 0 | 376.7675 | 0.087147 | 376.7675 | 0 | 376.7675 | 0 | 376.7675 | 0
| 379.0677 | 0.02268 | 376.9806 | 0 | 376.9806 | 0.00023993 | 378.4541 | 0 | 376.9806 | 0.11533 | 376.9806 | 0 | 376.9806 | 0 | 376.9806 | 0
| 379.284 | -0.03391 | 377.1937 | 0 | 377.1937 | 0.00048246 | 378.6702 | 0 | 377.1937 | 0.082602 | 377.1937 | 0 | 377.1937 | 0 | 377.1937 | 0
| 379.5002 | 0.022203 | 377.4068 | 0 | 377.4068 | -9.3885e-05 | 378.8862 | 0 | 377.4068 | 0.11017 | 377.4068 | 0 | 377.4068 | 0 | 377.4068 | 0
| 379.7164 | 0.013248 | 377.6199 | 0 | 377.6199 | 0.0001643 | 379.1023 | 0 | 377.6199 | 0.093519 | 377.6199 | 0 | 377.6199 | 0 | 377.6199 | 0
| 379.9326 | 0.030497 | 377.833 | 0 | 377.833 | 4.6942e-05 | 379.3184 | 0 | 377.833 | 0.11554 | 377.833 | 0 | 377.833 | 0 | 377.833 | 0
| 380.1489 | 0.028038 | 378.0462 | 0 | 378.0462 | 9.1277e-05 | 379.5345 | 0 | 378.0462 | 0.084852 | 378.0462 | 0 | 378.0462 | 0 | 378.0462 | 0
| 380.3652 | 0.0016059 | 378.2593 | 0 | 378.2593 | 0.0001304 | 379.7507 | 0 | 378.2593 | 0.11205 | 378.2593 | 0 | 378.2593 | 0 | 378.2593 | 0
| 380.5814 | -0.0013108 | 378.4725 | 0 | 378.4725 | 0.00028948 | 379.9668 | 0 | 378.4725 | 0.088132 | 378.4725 | 0 | 378.4725 | 0 | 378.4725 | 0
| 380.7977 | 0.028442 | 378.6857 | 0 | 378.6857 | 0.00025036 | 380.183 | 0 | 378.6857 | 0.11335 | 378.6857 | 0 | 378.6857 | 0 | 378.6857 | 0
| 381.0141 | 0.0032869 | 378.8989 | 0 | 378.8989 | 0.011153 | 380.3992 | 0 | 378.8989 | 0.086115 | 378.8989 | 0 | 378.8989 | 0 | 378.8989 | 0
| 381.2304 | -0.0064591 | 379.1121 | 0 | 379.1121 | 0.015501 | 380.6154 | 0 | 379.1121 | 0.11057 | 379.1121 | 0 | 379.1121 | 0 | 379.1121 | 0
| 381.4467 | -0.021249 | 379.3253 | 0 | 379.3253 | 0.039855 | 380.8316 | 0 | 379.3253 | 0.079908 | 379.3253 | 0 | 379.3253 | 0 | 379.3253 | 0
| 381.6631 | 0.021322 | 379.5385 | 0 | 379.5385 | 0.042249 | 381.0478 | 0 | 379.5385 | 0.1155 | 379.5385 | 0 | 379.5385 | 0 | 379.5385 | 0
| 381.8795 | -0.010459 | 379.7518 | 0 | 379.7518 | 0.032199 | 381.264 | 0 | 379.7518 | 0.083519 | 379.7518 | 0 | 379.7518 | 0 | 379.7518 | 0
| 382.0958 | 0.021212 | 379.9651 | 0 | 379.9651 | 0.044549 | 381.4803 | 0 | 379.9651 | 0.10905 | 379.9651 | 0 | 379.9651 | 0 | 379.9651 | 0
| 382.3123 | -0.0077803 | 380.1783 | 0 | 380.1783 | 0.03954 | 381.6966 | 0 | 380.1783 | 0.082027 | 380.1783 | 0 | 380.1783 | 0 | 380.1783 | 0
| 382.5287 | 0.020001 | 380.3916 | 0 | 380.3916 | 0.051607 | 381.9129 | 0 | 380.3916 | 0.11032 | 380.3916 | 0 | 380.3916 | 0 | 380.3916 | 0
| 382.7451 | -0.014349 | 380.6049 | 0 | 380.6049 | 0.044423 | 382.1292 | 0 | 380.6049 | 0.084266 | 380.6049 | 0 | 380.6049 | 0 | 380.6049 | 0
| 382.9615 | 0.029249 | 380.8182 | 0 | 380.8182 | 0.045778 | 382.3455 | 0 | 380.8182 | 0.10468 | 380.8182 | 0 | 380.8182 | 0 | 380.8182 | 0
| 383.178 | -0.005248 | 381.0315 | 0 | 381.0315 | 0.040264 | 382.5618 | 0 | 381.0315 | 0.078942 | 381.0315 | 0 | 381.0315 | 0 | 381.0315 | 0
| 383.3945 | 0.010166 | 381.2449 | 0 | 381.2449 | 0.049496 | 382.7782 | 0 | 381.2449 | 0.10986 | 381.2449 | 0 | 381.2449 | 0 | 381.2449 | 0
| 383.611 | 0.0021638 | 381.4582 | 0 | 381.4582 | 0.037082 | 382.9946 | 0 | 381.4582 | 0.081704 | 381.4582 | 0 | 381.4582 | 0 | 381.4582 | 0
| 383.8275 | 0.0032849 | 381.6716 | 0 | 381.6716 | 0.04373 | 383.2109 | 0 | 381.6716 | 0.10371 | 381.6716 | 0 | 381.6716 | 0 | 381.6716 | 0
| 384.044 | 0.0027301 | 381.8849 | 0 | 381.885 | 0.038815 | 383.4273 | 0 | 381.8849 | 0.074663 | 381.8849 | 0 | 381.885 | 0 | 381.8849 | 0
| 384.2605 | 0.004881 | 382.0983 | 0 | 382.0983 | 0.056458 | 383.6437 | 0 | 382.0983 | 0.10247 | 382.0983 | 0 | 382.0983 | 0 | 382.0983 | 0
| 384.4771 | -0.014056 | 382.3117 | 0 | 382.3117 | 0.044045 | 383.8602 | 0 | 382.3117 | 0.074479 | 382.3117 | 0 | 382.3117 | 0 | 382.3117 | 0
| 384.6936 | 0.011524 | 382.5251 | 0 | 382.5251 | 0.059263 | 384.0766 | 0.010614 | 382.5251 | 0.10007 | 382.5251 | 0 | 382.5251 | 0 | 382.5251 | 0
| 384.9102 | -0.0041837 | 382.7385 | 0 | 382.7385 | 0.04581 | 384.2931 | 0.069967 | 382.7385 | 0.075838 | 382.7385 | 0 | 382.7385 | 0 | 382.7385 | 0
| 385.1268 | 0.0030248 | 382.952 | 0 | 382.952 | 0.044203 | 384.5095 | 0.081466 | 382.952 | 0.096946 | 382.952 | 0 | 382.952 | 0 | 382.952 | 0
| 385.3434 | 0.015377 | 383.1654 | 0 | 383.1654 | 0.042785 | 384.726 | 0.075274 | 383.1654 | 0.075079 | 383.1654 | 0 | 383.1654 | 0 | 383.1654 | 0
| 385.56 | 0.02947 | 383.3789 | 0 | 383.3789 | 0.052111 | 384.9425 | 0.097432 | 383.3789 | 0.094013 | 383.3789 | 0 | 383.3789 | 0 | 383.3789 | 0
| 385.7766 | -0.023194 | 383.5923 | 0 | 383.5923 | 0.054978 | 385.159 | 0.08412 | 383.5923 | 0.071034 | 383.5923 | 0 | 383.5923 | 0 | 383.5923 | 0
| 385.9933 | 0.013359 | 383.8058 | 0 | 383.8058 | 0.06361 | 385.3756 | 0.082351 | 383.8058 | 0.091363 | 383.8058 | 0 | 383.8058 | 0 | 383.8058 | 0
| 386.2099 | -0.007817 | 384.0193 | 0 | 384.0193 | 0.045999 | 385.5921 | 0.069082 | 384.0193 | 0.06908 | 384.0193 | 0 | 384.0193 | 0 | 384.0193 | 0
| 386.4266 | 0.0046241 | 384.2328 | 0 | 384.2328 | 0.066099 | 385.8087 | 0.096547 | 384.2328 | 0.09106 | 384.2328 | 0 | 384.2328 | 0 | 384.2328 | 0
| 386.6433 | -0.0066059 | 384.4463 | 0 | 384.4463 | 0.049527 | 386.0253 | 0.078812 | 384.4463 | 0.069221 | 384.4463 | 0 | 384.4463 | 0 | 384.4463 | 0
| 386.86 | 0.013469 | 384.6599 | 0 | 384.6599 | 0.061499 | 386.2419 | 0.075274 | 384.6599 | 0.088277 | 384.6599 | 0 | 384.6599 | 0 | 384.6599 | 0
| 387.0767 | -0.012955 | 384.8734 | 0 | 384.8734 | 0.063138 | 386.4585 | 0.066429 | 384.8734 | 0.066794 | 384.8734 | 0 | 384.8734 | 0 | 384.8734 | 0
| 387.2935 | 0.00058633 | 385.0869 | 0 | 385.0869 | 0.069785 | 386.6751 | 0.091196 | 385.0869 | 0.083015 | 385.0869 | 0 | 385.0869 | 0 | 385.0869 | 0
| 387.5102 | -0.0018542 | 385.3005 | 0 | 385.3005 | 0.062539 | 386.8917 | 0.05493 | 385.3005 | 0.060086 | 385.3005 | 0 | 385.3005 | 0 | 385.3005 | 0
| 387.727 | 0.010386 | 385.5141 | 0 | 385.5141 | 0.070731 | 387.1084 | 0.067313 | 385.5141 | 0.086454 | 385.5141 | 0 | 385.5141 | 0 | 385.5141 | 0
| 387.9437 | 5.446e-05 | 385.7277 | 0 | 385.7277 | 0.074858 | 387.3251 | 0.057583 | 385.7277 | 0.065944 | 385.7277 | 0 | 385.7277 | 0 | 385.7277 | 0
| 388.1605 | 0.022644 | 385.9413 | 0 | 385.9413 | 0.080025 | 387.5417 | 0.065544 | 385.9413 | 0.080999 | 385.9413 | 0 | 385.9413 | 0 | 385.9413 | 0
| 388.3773 | 0.017469 | 386.1549 | 0 | 386.1549 | 0.085318 | 387.7584 | 0.050463 | 386.1549 | 0.061532 | 386.1549 | 0 | 386.1549 | 0 | 386.1549 | 0
| 388.5941 | 0.017946 | 386.3685 | 0 | 386.3685 | 0.087082 | 387.9752 | 0.06466 | 386.3685 | 0.081179 | 386.3685 | 0 | 386.3685 | 0 | 386.3685 | 0
| 388.811 | -0.00077714 | 386.5822 | 0 | 386.5822 | 0.087082 | 388.1919 | 0.062006 | 386.5822 | 0.064553 | 386.5822 | 0 | 386.5822 | 0 | 386.5822 | 0
| 389.0278 | 0.011487 | 386.7958 | 0 | 386.7958 | 0.094707 | 388.4086 | 0.058468 | 386.7958 | 0.077627 | 386.7958 | 0 | 386.7958 | 0 | 386.7958 | 0
| 389.2447 | -0.011744 | 387.0095 | 0 | 387.0095 | 0.091367 | 388.6254 | 0.062891 | 387.0095 | 0.061642 | 387.0095 | 0 | 387.0095 | 0 | 387.0095 | 0
| 389.4616 | -0.0031288 | 387.2231 | 0 | 387.2231 | 0.10217 | 388.8422 | 0.04604 | 387.2231 | 0.079377 | 387.2231 | 0 | 387.2231 | 0 | 387.2231 | 0
| 389.6784 | -0.016221 | 387.4368 | 0 | 387.4368 | 0.11074 | 389.059 | 0.054001 | 387.4368 | 0.060542 | 387.4368 | 0 | 387.4368 | 0 | 387.4368 | 0
| 389.8954 | 0.031598 | 387.6505 | 0 | 387.6505 | 0.11818 | 389.2758 | 0.077043 | 387.6505 | 0.081135 | 387.6505 | 0 | 387.6505 | 0 | 387.6505 | 0
| 390.1123 | -0.016148 | 387.8642 | 0 | 387.8642 | 0.11307 | 389.4926 | 0.052232 | 387.8642 | 0.057509 | 387.8642 | 0 | 387.8642 | 0 | 387.8642 | 0
| 390.3292 | 0.019304 | 388.078 | 0 | 388.078 | 0.12117 | 389.7094 | 0.065544 | 388.078 | 0.07934 | 388.078 | 0 | 388.078 | 0 | 388.078 | 0
| 390.5462 | -0.0052847 | 388.2917 | 0 | 388.2917 | 0.12243 | 389.9263 | 0.050463 | 388.2917 | 0.060524 | 388.2917 | 0 | 388.2917 | 0 | 388.2917 | 0
| 390.7631 | 0.0044773 | 388.5055 | 0 | 388.5055 | 0.12962 | 390.1432 | 0.075274 | 388.5055 | 0.077331 | 388.5055 | 0 | 388.5055 | 0 | 388.5055 | 0
| 390.9801 | -0.0059453 | 388.7192 | 0 | 388.7192 | 0.13922 | 390.36 | 0.056699 | 388.7192 | 0.060709 | 388.7192 | 0 | 388.7192 | 0 | 388.7192 | 0
| 391.1971 | 0.0036632 | 388.933 | 0 | 388.933 | 0.14814 | 390.5769 | 0.062891 | 388.933 | 0.084447 | 388.933 | 0 | 388.933 | 0 | 388.933 | 0
| 391.4141 | -0.010753 | 389.1468 | 0 | 389.1468 | 0.14556 | 390.7939 | 0.03631 | 389.1468 | 0.059217 | 389.1468 | 0 | 389.1468 | 0 | 389.1468 | 0
| 391.6311 | 0.0078537 | 389.3606 | 0 | 389.3606 | 0.16352 | 391.0108 | 0.054001 | 389.3606 | 0.078247 | 389.3606 | 0 | 389.3606 | 0 | 389.3606 | 0
| 391.8481 | -0.0053948 | 389.5744 | 0 | 389.5744 | 0.16065 | 391.2277 | 0.058468 | 389.5744 | 0.061401 | 389.5744 | 0 | 389.5744 | 0 | 389.5744 | 0
| 392.0652 | 0.016478 | 389.7882 | 0 | 389.7882 | 0.18403 | 391.4447 | 0.061122 | 389.7882 | 0.07536 | 389.7882 | 0 | 389.7882 | 0 | 389.7882 | 0
| 392.2822 | -0.0051746 | 390.002 | 0 | 390.002 | 0.18437 | 391.6617 | 0.033657 | 390.002 | 0.059123 | 390.002 | 0 | 390.002 | 0 | 390.002 | 0
| 392.4993 | 0.0024294 | 390.2159 | 0 | 390.2159 | 0.1959 | 391.8786 | 0.062006 | 390.2159 | 0.076408 | 390.2159 | 0 | 390.2159 | 0 | 390.2159 | 0
| 392.7164 | -0.0052847 | 390.4297 | 0 | 390.4297 | 0.19773 | 392.0957 | 0.04604 | 390.4297 | 0.060588 | 390.4297 | 0 | 390.4297 | 0 | 390.4297 | 0
| 392.9335 | 0.0084776 | 390.6436 | 0 | 390.6436 | 0.22234 | 392.3127 | 0.055814 | 390.6436 | 0.07874 | 390.6436 | 0 | 390.6436 | 0 | 390.6436 | 0
| 393.1506 | -0.0036694 | 390.8575 | 0 | 390.8575 | 0.2275 | 392.5297 | 0.053117 | 390.8575 | 0.058947 | 390.8575 | 0 | 390.8575 | 0 | 390.8575 | 0
| 393.3678 | 0.0021137 | 391.0714 | 0 | 391.0714 | 0.23686 | 392.7468 | 0.055814 | 391.0714 | 0.078122 | 391.0714 | 0 | 391.0714 | 0 | 391.0714 | 0
| 393.5849 | -0.011303 | 391.2853 | 0 | 391.2853 | 0.24748 | 392.9638 | 0.046925 | 391.2853 | 0.064151 | 391.2853 | 0 | 391.2853 | 0 | 391.2853 | 0
| 393.8021 | 0.014019 | 391.4992 | 0 | 391.4992 | 0.26415 | 393.1809 | 0.051347 | 391.4992 | 0.074477 | 391.4992 | 0 | 391.4992 | 0 | 391.4992 | 0
| 394.0192 | -0.0015561 | 391.7131 | 0 | 391.7131 | 0.27306 | 393.398 | 0.048694 | 391.7131 | 0.061608 | 391.7131 | 0 | 391.7131 | 0 | 391.7131 | 0
| 394.2364 | 0.020698 | 391.9271 | 0 | 391.9271 | 0.29219 | 393.6151 | 0.045156 | 391.9271 | 0.077611 | 391.9271 | 0 | 391.9271 | 0 | 391.9271 | 0
| 394.4536 | -0.0025146 | 392.141 | 0 | 392.141 | 0.2999 | 393.8322 | 0.043387 | 392.141 | 0.060662 | 392.141 | 0 | 392.141 | 0 | 392.141 | 0
| 394.6708 | 0.010166 | 392.355 | 0 | 392.355 | 0.32142 | 394.0494 | 0.050463 | 392.355 | 0.072934 | 392.355 | 0 | 392.355 | 0 | 392.355 | 0
| 394.8881 | -0.0041837 | 392.569 | 0 | 392.569 | 0.335 | 394.2665 | 0.046925 | 392.569 | 0.06438 | 392.569 | 0 | 392.569 | 0 | 392.569 | 0
| 395.1053 | 0.0066793 | 392.783 | 0 | 392.783 | 0.35277 | 394.4837 | 0.048694 | 392.783 | 0.077622 | 392.783 | 0 | 392.783 | 0 | 392.783 | 0
| 395.3226 | 0.010129 | 392.997 | 0 | 392.997 | 0.36632 | 394.7009 | 0.03631 | 392.997 | 0.05846 | 392.997 | 0 | 392.997 | 0 | 392.997 | 0
| 395.5399 | 0.0093217 | 393.211 | 0 | 393.211 | 0.39801 | 394.9181 | 0.05493 | 393.211 | 0.076575 | 393.211 | 0 | 393.211 | 0 | 393.211 | 0
| 395.7572 | -0.0046608 | 393.425 | 0 | 393.425 | 0.41103 | 395.1353 | 0.039848 | 393.425 | 0.060315 | 393.425 | 0 | 393.425 | 0 | 393.425 | 0
| 395.9745 | 0.0068995 | 393.6391 | 0 | 393.6391 | 0.43289 | 395.3525 | 0.045156 | 393.6391 | 0.07747 | 393.6391 | 0 | 393.6391 | 0 | 393.6391 | 0
| 396.1918 | -0.0028874 | 393.8531 | 0 | 393.8531 | 0.45639 | 395.5698 | 0.047809 | 393.8531 | 0.057334 | 393.8531 | 0 | 393.8531 | 0 | 393.8531 | 0
| 396.4091 | 0.014313 | 394.0672 | 0 | 394.0672 | 0.47958 | 395.7871 | 0.060237 | 394.0672 | 0.077219 | 394.0672 | 0 | 394.0672 | 0 | 394.0672 | 0
| 396.6264 | -0.01123 | 394.2812 | 0 | 394.2812 | 0.49864 | 396.0043 | 0.043387 | 394.2812 | 0.063793 | 394.2812 | 0 | 394.2812 | 0 | 394.2812 | 0
| 396.8438 | 0.00745 | 394.4954 | 0 | 394.4954 | 0.53172 | 396.2216 | 0.045156 | 394.4954 | 0.076441 | 394.4954 | 0 | 394.4954 | 0 | 394.4954 | 0
| 397.0612 | -0.0085877 | 394.7094 | 0 | 394.7094 | 0.55983 | 396.4389 | 0.037195 | 394.7094 | 0.062336 | 394.7094 | 0 | 394.7094 | 0 | 394.7094 | 0
| 397.2786 | 0.010019 | 394.9236 | 0 | 394.9235 | 0.5942 | 396.6562 | 0.045156 | 394.9236 | 0.079105 | 394.9236 | 0 | 394.9235 | 0 | 394.9236 | 0
| 397.496 | -0.00025329 | 395.1377 | 0 | 395.1377 | 0.61298 | 396.8736 | 0.05493 | 395.1377 | 0.06389 | 395.1377 | 0 | 395.1377 | 0 | 395.1377 | 0
| 397.7134 | 0.0022201 | 395.3518 | 0 | 395.3518 | 0.64143 | 397.0909 | 0.045156 | 395.3518 | 0.079373 | 395.3518 | 0 | 395.3518 | 0 | 395.3518 | 0
| 397.9308 | -0.013542 | 395.566 | 0 | 395.566 | 0.67495 | 397.3083 | 0.047809 | 395.566 | 0.063633 | 395.566 | 0 | 395.566 | 0 | 395.566 | 0
| 398.1483 | 0.016955 | 395.7802 | 0 | 395.7801 | 0.70929 | 397.5257 | 0.050463 | 395.7802 | 0.079952 | 395.7802 | 0 | 395.7801 | 0 | 395.7802 | 0
| 398.3657 | 0.0026394 | 395.9943 | 0 | 395.9943 | 0.73739 | 397.7431 | 0.053117 | 395.9943 | 0.060024 | 395.9943 | 0 | 395.9943 | 0 | 395.9943 | 0
| 398.5832 | 0.016441 | 396.2085 | 0 | 396.2085 | 0.7822 | 397.9605 | 0.054001 | 396.2085 | 0.078174 | 396.2085 | 0 | 396.2085 | 0 | 396.2085 | 0
| 398.8007 | -0.0019874 | 396.4227 | 0 | 396.4227 | 0.8011 | 398.1779 | 0.04604 | 396.4227 | 0.064212 | 396.4227 | 0 | 396.4227 | 0 | 396.4227 | 0
| 399.0182 | 0.016405 | 396.6369 | 0 | 396.6369 | 0.84675 | 398.3954 | 0.053117 | 396.6369 | 0.081017 | 396.6369 | 0 | 396.6369 | 0 | 396.6369 | 0
| 399.2357 | -0.014716 | 396.8511 | 0 | 396.8511 | 0.88273 | 398.6128 | 0.046925 | 396.8511 | 0.064202 | 396.8511 | 0 | 396.8511 | 0 | 396.8511 | 0
| 399.4532 | 0.013872 | 397.0654 | 0 | 397.0654 | 0.91691 | 398.8303 | 0.051347 | 397.0654 | 0.082201 | 397.0654 | 0 | 397.0654 | 0 | 397.0654 | 0
| 399.6708 | -0.0021245 | 397.2796 | 0 | 397.2796 | 0.96118 | 399.0478 | 0.053117 | 397.2796 | 0.066275 | 397.2796 | 0 | 397.2796 | 0 | 397.2796 | 0
| 399.8884 | 0.0068261 | 397.4939 | 0 | 397.4939 | 1.0019 | 399.2653 | 0.055814 | 397.4939 | 0.082154 | 397.4939 | 0 | 397.4939 | 0 | 397.4939 | 0
| 400.1059 | -0.010239 | 397.7081 | 0 | 397.7081 | 1.048 | 399.4828 | 0.039848 | 397.7081 | 0.068782 | 397.7081 | 0 | 397.7081 | 0 | 397.7081 | 0
| 400.3235 | 0.0032066 | 397.9224 | 0 | 397.9224 | 1.1035 | 399.7003 | 0.056699 | 397.9224 | 0.08631 | 397.9224 | 0 | 397.9224 | 0 | 397.9224 | 0
| 400.5411 | -0.00054613 | 398.1367 | 0 | 398.1367 | 1.1311 | 399.9179 | 0.049578 | 398.1367 | 0.066159 | 398.1367 | 0 | 398.1367 | 0 | 398.1367 | 0
| 400.7587 | 0.022093 | 398.351 | 0 | 398.351 | 1.1947 | 400.1354 | 0.069082 | 398.351 | 0.085113 | 398.351 | 0 | 398.351 | 0 | 398.351 | 0
| 400.9764 | 0.013872 | 398.5653 | 0 | 398.5653 | 1.2415 | 400.353 | 0.057583 | 398.5653 | 0.072863 | 398.5653 | 0 | 398.5653 | 0 | 398.5653 | 0
| 401.194 | 0.01512 | 398.7797 | 0 | 398.7797 | 1.2873 | 400.5706 | 0.056699 | 398.7797 | 0.08707 | 398.7797 | 0 | 398.7797 | 0 | 398.7797 | 0
| 401.4117 | -0.016662 | 398.994 | 0 | 398.994 | 1.348 | 400.7882 | 0.054001 | 398.994 | 0.070143 | 398.994 | 0 | 398.994 | 0 | 398.994 | 0
| 401.6293 | 0.011303 | 399.2084 | 0 | 399.2084 | 1.3933 | 401.0058 | 0.073505 | 399.2084 | 0.087355 | 399.2084 | 0 | 399.2084 | 0 | 399.2084 | 0
| 401.847 | 0.016001 | 399.4227 | 0 | 399.4227 | 1.4446 | 401.2235 | 0.044271 | 399.4227 | 0.073173 | 399.4227 | 0 | 399.4227 | 0 | 399.4227 | 0
| 402.0647 | 0.01167 | 399.6371 | 0 | 399.6371 | 1.5146 | 401.4411 | 0.068198 | 399.6371 | 0.08622 | 399.6371 | 0 | 399.6371 | 0 | 399.6371 | 0
| 402.2824 | 0.0012608 | 399.8515 | 0 | 399.8515 | 1.5591 | 401.6588 | 0.055814 | 399.8515 | 0.070487 | 399.8515 | 0 | 399.8515 | 0 | 399.8515 | 0
| 402.5002 | 0.0018706 | 400.0659 | 0.12559 | 400.0659 | 1.6119 | 401.8765 | 0.068198 | 400.0659 | 0.090988 | 400.0659 | 0.064107 | 400.0659 | 0.10214 | 400.0659 | 0.17998
| 402.7179 | -0.0028838 | 400.2803 | 0.087085 | 400.2803 | 1.6715 | 402.0942 | 0.054001 | 400.2803 | 0.075546 | 400.2803 | 0.059878 | 400.2803 | 0.078682 | 400.2803 | 0.17313
| 402.9357 | 0.002969 | 400.4948 | 0.10613 | 400.4948 | 1.746 | 402.3119 | 0.079697 | 400.4948 | 0.088919 | 400.4948 | 0.078953 | 400.4948 | 0.13834 | 400.4948 | 0.17179
| 403.1534 | 0.0041837 | 400.7092 | 0.082555 | 400.7092 | 1.7984 | 402.5296 | 0.058468 | 400.7092 | 0.077658 | 400.7092 | 0.059072 | 400.7092 | 0.073818 | 400.7092 | 0.13374
| 403.3712 | 0.016588 | 400.9236 | 0.10186 | 400.9237 | 1.8564 | 402.7474 | 0.077043 | 400.9236 | 0.095216 | 400.9236 | 0.074152 | 400.9237 | 0.13405 | 400.9236 | 0.17875
| 403.589 | 0.019157 | 401.1381 | 0.034072 | 401.1381 | 1.9076 | 402.9651 | 0.068198 | 401.1381 | 0.081605 | 401.1381 | 0.063892 | 401.1381 | 0.10314 | 401.1381 | 0.15875
| 403.8068 | 0.020919 | 401.3526 | 0.081546 | 401.3526 | 1.9975 | 403.1829 | 0.078812 | 401.3526 | 0.098785 | 401.3526 | 0.087451 | 401.3526 | 0.13376 | 401.3526 | 0.12003
| 404.0247 | -0.00017362 | 401.5671 | 0.068634 | 401.5671 | 2.0564 | 403.4007 | 0.060237 | 401.5671 | 0.081363 | 401.5671 | 0.075468 | 401.5671 | 0.086264 | 401.5671 | 0.1601
| 404.2425 | 0.017249 | 401.7816 | 0.094111 | 401.7816 | 2.1174 | 403.6185 | 0.092125 | 401.7816 | 0.096742 | 401.7816 | 0.082484 | 401.7816 | 0.12675 | 401.7816 | 0.2145
| 404.4604 | 0.019524 | 401.9961 | 0.098005 | 401.9961 | 2.2009 | 403.8363 | 0.060237 | 401.9961 | 0.087006 | 401.9961 | 0.069892 | 401.9961 | 0.1103 | 401.9961 | 0.16174
| 404.6782 | 0.01912 | 402.2106 | 0.082857 | 402.2106 | 2.2728 | 404.0541 | 0.077043 | 402.2106 | 0.10613 | 402.2106 | 0.078945 | 402.2106 | 0.12432 | 402.2106 | 0.16778
| 404.8961 | 0.0035217 | 402.4252 | 0.12094 | 402.4252 | 2.3162 | 404.272 | 0.063775 | 402.4252 | 0.092434 | 402.4252 | 0.045164 | 402.4252 | 0.084976 | 402.4252 | 0.16496
| 405.114 | 0.013946 | 402.6397 | 0.10292 | 402.6397 | 2.3917 | 404.4898 | 0.081466 | 402.6397 | 0.10494 | 402.6397 | 0.08581 | 402.6397 | 0.13447 | 402.6397 | 0.212
| 405.3319 | 0.010569 | 402.8543 | 0.098074 | 402.8543 | 2.4539 | 404.7077 | 0.073505 | 402.8543 | 0.09507 | 402.8543 | 0.059601 | 402.8543 | 0.092987 | 402.8543 | 0.17014
| 405.5498 | 0.012074 | 403.0688 | 0.13363 | 403.0688 | 2.5339 | 404.9256 | 0.085889 | 403.0688 | 0.1155 | 403.0688 | 0.088906 | 403.0688 | 0.1618 | 403.0688 | 0.23989
| 405.7678 | 0.0064224 | 403.2834 | 0.061323 | 403.2834 | 2.5837 | 405.1435 | 0.073505 | 403.2834 | 0.1001 | 403.2834 | 0.058204 | 403.2834 | 0.10629 | 403.2834 | 0.23078
| 405.9857 | 0.01523 | 403.498 | 0.11471 | 403.498 | 2.6542 | 405.3614 | 0.087658 | 403.498 | 0.11744 | 403.498 | 0.084939 | 403.498 | 0.17768 | 403.498 | 0.20408
| 406.2037 | 0.0077069 | 403.7126 | 0.13322 | 403.7126 | 2.7035 | 405.5794 | 0.075274 | 403.7126 | 0.10852 | 403.7126 | 0.068931 | 403.7126 | 0.10429 | 403.7126 | 0.18455
| 406.4217 | 0.024001 | 403.9272 | 0.13317 | 403.9273 | 2.7667 | 405.7973 | 0.087658 | 403.9272 | 0.12468 | 403.9272 | 0.079197 | 403.9273 | 0.12746 | 403.9272 | 0.17022
| 406.6397 | 0.0020615 | 404.1419 | 0.123 | 404.1419 | 2.8173 | 406.0153 | 0.077043 | 404.1419 | 0.11241 | 404.1419 | 0.076066 | 404.1419 | 0.1349 | 404.1419 | 0.19116
| 406.8577 | 0.017285 | 404.3565 | 0.1451 | 404.3565 | 2.8701 | 406.2333 | 0.085889 | 404.3565 | 0.12649 | 404.3565 | 0.072701 | 404.3565 | 0.17067 | 404.3565 | 0.23578
| 407.0757 | 0.013395 | 404.5712 | 0.092354 | 404.5712 | 2.9292 | 406.4513 | 0.080581 | 404.5712 | 0.11691 | 404.5712 | 0.069567 | 404.5712 | 0.12603 | 404.5712 | 0.22107
| 407.2937 | 0.021029 | 404.7859 | 0.14135 | 404.7859 | 2.9778 | 406.6693 | 0.096547 | 404.7859 | 0.13661 | 404.7859 | 0.080791 | 404.7859 | 0.13462 | 404.7859 | 0.23751
| 407.5118 | 0.015707 | 405.0005 | 0.079117 | 405.0005 | 3.0136 | 406.8873 | 0.090311 | 405.0005 | 0.12698 | 405.0005 | 0.07816 | 405.0005 | 0.13433 | 405.0005 | 0.18794
| 407.7299 | 0.012148 | 405.2152 | 0.13778 | 405.2152 | 3.0658 | 407.1053 | 0.10097 | 405.2152 | 0.14438 | 405.2152 | 0.09944 | 405.2152 | 0.1442 | 405.2152 | 0.20951
| 407.9479 | 0.0063857 | 405.4299 | 0.097747 | 405.4299 | 3.0652 | 407.3234 | 0.085004 | 405.4299 | 0.1335 | 405.4299 | 0.077426 | 405.4299 | 0.1442 | 405.4299 | 0.25508
| 408.166 | 0.017909 | 405.6447 | 0.14977 | 405.6447 | 3.1172 | 407.5415 | 0.091196 | 405.6447 | 0.15399 | 405.6447 | 0.091471 | 405.6447 | 0.15021 | 405.6447 | 0.26959
| 408.3842 | 0.01145 | 405.8594 | 0.074939 | 405.8594 | 3.1082 | 407.7595 | 0.10451 | 405.8594 | 0.14365 | 405.8594 | 0.08197 | 405.8594 | 0.1309 | 405.8594 | 0.21578
| 408.6023 | 0.0067894 | 406.0741 | 0.1315 | 406.0741 | 3.1506 | 407.9776 | 0.10628 | 406.0741 | 0.16131 | 406.0741 | 0.10711 | 406.0741 | 0.19999 | 406.0741 | 0.24828
| 408.8204 | 0.0074133 | 406.2889 | 0.12518 | 406.2889 | 3.1144 | 408.1958 | 0.089427 | 406.2889 | 0.15325 | 406.2889 | 0.09772 | 406.2889 | 0.16795 | 406.2889 | 0.21913
| 409.0386 | 0.020919 | 406.5036 | 0.13786 | 406.5036 | 3.1326 | 408.4139 | 0.10451 | 406.5036 | 0.15999 | 406.5036 | 0.092248 | 406.5036 | 0.16852 | 406.5036 | 0.26673
| 409.2567 | 0.029029 | 406.7184 | 0.15752 | 406.7184 | 3.1276 | 408.632 | 0.11866 | 406.7184 | 0.17984 | 406.7184 | 0.1176 | 406.7184 | 0.19985 | 406.7184 | 0.2816
| 409.4749 | 0.014496 | 406.9332 | 0.11724 | 406.9332 | 3.1089 | 408.8502 | 0.11601 | 406.9332 | 0.17453 | 406.9332 | 0.090232 | 406.9332 | 0.17711 | 406.9332 | 0.2396
| 409.6931 | 0.029396 | 407.148 | 0.12642 | 407.148 | 3.0772 | 409.0684 | 0.11866 | 407.148 | 0.19254 | 407.148 | 0.095998 | 407.148 | 0.19842 | 407.148 | 0.2632
| 409.9113 | 0.018607 | 407.3628 | 0.1804 | 407.3628 | 3.0425 | 409.2865 | 0.11335 | 407.3628 | 0.18188 | 407.3628 | 0.10308 | 407.3628 | 0.21044 | 407.3628 | 0.24549
| 410.1295 | 0.031525 | 407.5776 | 0.13866 | 407.5776 | 3.0072 | 409.5048 | 0.13109 | 407.5776 | 0.20121 | 407.5776 | 0.093069 | 407.5776 | 0.22217 | 407.5776 | 0.30352
| 410.3478 | 0.022203 | 407.7925 | 0.11019 | 407.7925 | 2.9663 | 409.723 | 0.10982 | 407.7925 | 0.19571 | 407.7925 | 0.11203 | 407.7925 | 0.19656 | 407.7925 | 0.28954
| 410.566 | 0.025726 | 408.0073 | 0.14474 | 408.0073 | 2.9163 | 409.9412 | 0.1302 | 408.0073 | 0.21508 | 408.0073 | 0.11121 | 408.0073 | 0.21859 | 408.0073 | 0.34864
| 410.7843 | 0.021689 | 408.2222 | 0.11455 | 408.2222 | 2.8654 | 410.1595 | 0.12397 | 408.2222 | 0.20789 | 408.2222 | 0.10177 | 408.2222 | 0.2412 | 408.2222 | 0.28917
| 411.0026 | 0.037433 | 408.4371 | 0.13656 | 408.4371 | 2.8145 | 410.3777 | 0.13551 | 408.4371 | 0.22994 | 408.4371 | 0.1087 | 408.4371 | 0.23762 | 408.4371 | 0.30563
| 411.2208 | 0.02602 | 408.6519 | 0.10565 | 408.6519 | 2.739 | 410.596 | 0.1364 | 408.6519 | 0.22536 | 408.6519 | 0.10731 | 408.6519 | 0.21573 | 408.6519 | 0.2996
| 411.4391 | 0.023084 | 408.8669 | 0.16521 | 408.8668 | 2.6791 | 410.8143 | 0.14524 | 408.8669 | 0.2484 | 408.8669 | 0.11072 | 408.8668 | 0.25908 | 408.8669 | 0.38083
| 411.6575 | 0.027047 | 409.0818 | 0.13 | 409.0818 | 2.624 | 411.0326 | 0.14347 | 409.0818 | 0.24182 | 409.0818 | 0.12348 | 409.0818 | 0.23876 | 409.0818 | 0.3812
| 411.8758 | 0.04525 | 409.2967 | 0.15803 | 409.2967 | 2.5565 | 411.2509 | 0.15674 | 409.2967 | 0.26059 | 409.2967 | 0.13023 | 409.2967 | 0.27839 | 409.2967 | 0.38955
| 412.0942 | 0.023451 | 409.5116 | 0.14486 | 409.5116 | 2.4656 | 411.4692 | 0.14789 | 409.5116 | 0.25526 | 409.5116 | 0.11548 | 409.5116 | 0.26566 | 409.5116 | 0.34854
| 412.3125 | 0.031341 | 409.7266 | 0.18318 | 409.7266 | 2.3933 | 411.6876 | 0.15762 | 409.7266 | 0.27448 | 409.7266 | 0.1302 | 409.7266 | 0.26766 | 409.7266 | 0.34608
| 412.5309 | 0.032259 | 409.9415 | 0.14012 | 409.9415 | 2.3249 | 411.906 | 0.15497 | 409.9415 | 0.27143 | 409.9415 | 0.10214 | 409.9415 | 0.27953 | 409.9415 | 0.34894
| 412.7493 | 0.033947 | 410.1565 | 0.18541 | 410.1565 | 2.2539 | 412.1243 | 0.16917 | 410.1565 | 0.29353 | 410.1565 | 0.11513 | 410.1565 | 0.33547 | 410.1565 | 0.39947
| 412.9677 | 0.037837 | 410.3715 | 0.12424 | 410.3715 | 2.1679 | 412.3428 | 0.1674 | 410.3715 | 0.29574 | 410.3715 | 0.135 | 410.3715 | 0.30457 | 410.3715 | 0.39212
| 413.1861 | 0.04125 | 410.5865 | 0.21635 | 410.5865 | 2.1049 | 412.5612 | 0.18067 | 410.5865 | 0.32193 | 410.5865 | 0.137 | 410.5865 | 0.30672 | 410.5865 | 0.44836
| 413.4045 | 0.033066 | 410.8015 | 0.13995 | 410.8014 | 2.0077 | 412.7796 | 0.17448 | 410.8015 | 0.31642 | 410.8015 | 0.14371 | 410.8014 | 0.33218 | 410.8015 | 0.45548
| 413.623 | 0.045727 | 411.0165 | 0.19504 | 411.0165 | 1.9508 | 412.998 | 0.18951 | 411.0165 | 0.34008 | 411.0165 | 0.15811 | 411.0165 | 0.36508 | 411.0165 | 0.4914
| 413.8414 | 0.045287 | 411.2315 | 0.17969 | 411.2315 | 1.8744 | 413.2165 | 0.19128 | 411.2315 | 0.33847 | 411.2315 | 0.1402 | 411.2315 | 0.34176 | 411.2315 | 0.44158
| 414.0599 | 0.060921 | 411.4465 | 0.20961 | 411.4465 | 1.7949 | 413.435 | 0.20725 | 411.4465 | 0.36174 | 411.4465 | 0.16026 | 411.4465 | 0.36737 | 411.4465 | 0.51441
| 414.2784 | 0.036002 | 411.6616 | 0.17866 | 411.6616 | 1.7236 | 413.6534 | 0.20636 | 411.6616 | 0.3607 | 411.6616 | 0.14799 | 411.6616 | 0.38525 | 411.6616 | 0.50873
| 414.4969 | 0.048076 | 411.8766 | 0.18479 | 411.8766 | 1.6627 | 413.8719 | 0.22494 | 411.8766 | 0.3831 | 411.8766 | 0.16496 | 411.8766 | 0.37081 | 411.8766 | 0.53527
| 414.7154 | 0.053141 | 412.0917 | 0.14752 | 412.0917 | 1.5874 | 414.0904 | 0.23378 | 412.0917 | 0.38429 | 412.0917 | 0.16064 | 412.0917 | 0.38711 | 412.0917 | 0.51088
| 414.9339 | 0.060517 | 412.3068 | 0.20336 | 412.3068 | 1.5304 | 414.309 | 0.24356 | 412.3068 | 0.40866 | 412.3068 | 0.17092 | 412.3068 | 0.4718 | 412.3068 | 0.53692
| 415.1525 | 0.053471 | 412.5219 | 0.19557 | 412.5219 | 1.48 | 414.5275 | 0.24086 | 412.5219 | 0.40697 | 412.5219 | 0.15708 | 412.5219 | 0.41244 | 412.5219 | 0.54957
| 415.371 | 0.063307 | 412.737 | 0.22335 | 412.737 | 1.4174 | 414.7461 | 0.25948 | 412.737 | 0.43156 | 412.737 | 0.17354 | 412.737 | 0.49155 | 412.737 | 0.56738
| 415.5896 | 0.050168 | 412.9521 | 0.18959 | 412.9522 | 1.3518 | 414.9647 | 0.26302 | 412.9521 | 0.43283 | 412.9521 | 0.18225 | 412.9522 | 0.45635 | 412.9521 | 0.57876
| 415.8082 | 0.067784 | 413.1673 | 0.23737 | 413.1673 | 1.3133 | 415.1832 | 0.28164 | 413.1673 | 0.45456 | 413.1673 | 0.18992 | 413.1673 | 0.52288 | 413.1673 | 0.64547
| 416.0268 | 0.057178 | 413.3824 | 0.16168 | 413.3825 | 1.2654 | 415.4018 | 0.28606 | 413.3824 | 0.46471 | 413.3824 | 0.18697 | 413.3825 | 0.51115 | 413.3824 | 0.63191
| 416.2454 | 0.070573 | 413.5976 | 0.25185 | 413.5976 | 1.2227 | 415.6205 | 0.29491 | 413.5976 | 0.48972 | 413.5976 | 0.21389 | 413.5976 | 0.53332 | 413.5976 | 0.70063
| 416.464 | 0.060848 | 413.8128 | 0.20831 | 413.8128 | 1.1889 | 415.8391 | 0.29933 | 413.8128 | 0.49513 | 413.8128 | 0.19124 | 413.8128 | 0.5615 | 413.8128 | 0.67724
| 416.6827 | 0.085069 | 414.028 | 0.25053 | 414.0279 | 1.1444 | 416.0577 | 0.31436 | 414.028 | 0.52279 | 414.028 | 0.21183 | 414.0279 | 0.55378 | 414.028 | 0.69626
| 416.9013 | 0.065141 | 414.2432 | 0.22557 | 414.2432 | 1.109 | 416.2764 | 0.32414 | 414.2432 | 0.52611 | 414.2432 | 0.1997 | 414.2432 | 0.53217 | 414.2432 | 0.74934
| 417.12 | 0.079638 | 414.4584 | 0.26777 | 414.4584 | 1.071 | 416.4951 | 0.33829 | 414.4584 | 0.55739 | 414.4584 | 0.21188 | 414.4584 | 0.61615 | 414.4584 | 0.7798
| 417.3387 | 0.070169 | 414.6736 | 0.21834 | 414.6736 | 1.0366 | 416.7138 | 0.34891 | 414.6736 | 0.56247 | 414.6736 | 0.23141 | 414.6736 | 0.59927 | 414.6736 | 0.78055
| 417.5574 | 0.091602 | 414.8888 | 0.30019 | 414.8888 | 1.019 | 416.9325 | 0.37991 | 414.8888 | 0.59956 | 414.8888 | 0.24367 | 414.8888 | 0.64433 | 414.8888 | 0.85879
| 417.7761 | 0.062316 | 415.1041 | 0.24702 | 415.1041 | 0.98131 | 417.1512 | 0.38433 | 415.1041 | 0.6092 | 415.1041 | 0.22062 | 415.1041 | 0.64633 | 415.1041 | 0.82278
| 417.9948 | 0.091822 | 415.3193 | 0.29413 | 415.3193 | 0.96827 | 417.3699 | 0.41003 | 415.3193 | 0.63798 | 415.3193 | 0.25771 | 415.3193 | 0.67394 | 415.3193 | 0.89988
| 418.2135 | 0.091492 | 415.5346 | 0.23723 | 415.5346 | 0.92882 | 417.5887 | 0.41003 | 415.5346 | 0.64837 | 415.5346 | 0.25274 | 415.5346 | 0.74018 | 415.5346 | 0.90231
| 418.4323 | 0.12118 | 415.7498 | 0.30184 | 415.7498 | 0.90636 | 417.8074 | 0.42688 | 415.7498 | 0.68575 | 415.7498 | 0.26671 | 415.7498 | 0.73603 | 415.7498 | 0.9585
| 418.6511 | 0.092042 | 415.9651 | 0.3 | 415.9651 | 0.86956 | 418.0262 | 0.43838 | 415.9651 | 0.69426 | 415.9651 | 0.2649 | 415.9651 | 0.7366 | 415.9651 | 0.99969
| 418.8698 | 0.10386 | 416.1805 | 0.33478 | 416.1805 | 0.86342 | 418.245 | 0.45253 | 416.1805 | 0.73147 | 416.1805 | 0.29752 | 416.1805 | 0.79798 | 416.1805 | 1.0393
| 419.0886 | 0.098098 | 416.3958 | 0.30557 | 416.3958 | 0.83453 | 418.4638 | 0.46319 | 416.3958 | 0.74925 | 416.3958 | 0.29776 | 416.3958 | 0.80913 | 416.3958 | 1.0003
| 419.3074 | 0.11127 | 416.6111 | 0.31847 | 416.6111 | 0.82107 | 418.6826 | 0.49326 | 416.6111 | 0.78965 | 416.6111 | 0.31845 | 416.6111 | 0.88095 | 416.6111 | 1.1263
| 419.5263 | 0.1079 | 416.8264 | 0.34038 | 416.8264 | 0.80375 | 418.9015 | 0.49769 | 416.8264 | 0.80487 | 416.8264 | 0.29952 | 416.8264 | 0.86235 | 416.8264 | 1.1159
| 419.7451 | 0.12984 | 417.0418 | 0.35834 | 417.0418 | 0.77498 | 419.1203 | 0.51807 | 417.0418 | 0.85003 | 417.0418 | 0.34125 | 417.0418 | 0.93789 | 417.0418 | 1.1743
| 419.9639 | 0.11369 | 417.2571 | 0.35604 | 417.2571 | 0.75428 | 419.3392 | 0.53046 | 417.2571 | 0.8609 | 417.2571 | 0.33347 | 417.2571 | 0.96249 | 417.2571 | 1.2003
| 420.1828 | 0.14379 | 417.4725 | 0.37816 | 417.4725 | 0.73582 | 419.5581 | 0.55438 | 417.4725 | 0.90768 | 417.4725 | 0.36033 | 417.4725 | 0.99983 | 417.4725 | 1.2746
| 420.4017 | 0.12683 | 417.6879 | 0.3468 | 417.6879 | 0.72174 | 419.777 | 0.57031 | 417.6879 | 0.93013 | 417.6879 | 0.36528 | 417.6879 | 1.0319 | 417.6879 | 1.2505
| 420.6206 | 0.14412 | 417.9033 | 0.36313 | 417.9033 | 0.70227 | 419.9959 | 0.58185 | 417.9033 | 0.97502 | 417.9033 | 0.38125 | 417.9033 | 1.0817 | 417.9033 | 1.3549
| 420.8395 | 0.13634 | 418.1187 | 0.38957 | 418.1187 | 0.67284 | 420.2148 | 0.58804 | 418.1187 | 0.99858 | 418.1187 | 0.38493 | 418.1187 | 1.0857 | 418.1187 | 1.4381
| 421.0584 | 0.13414 | 418.3341 | 0.38524 | 418.3341 | 0.6677 | 420.4337 | 0.61551 | 418.3341 | 1.0399 | 418.3341 | 0.42451 | 418.3341 | 1.1739 | 418.3341 | 1.4847
| 421.2773 | 0.14434 | 418.5496 | 0.41107 | 418.5496 | 0.63903 | 420.6527 | 0.62524 | 418.5496 | 1.0614 | 418.5496 | 0.42542 | 418.5496 | 1.1872 | 418.5496 | 1.5336
| 421.4963 | 0.15039 | 418.765 | 0.41457 | 418.765 | 0.6332 | 420.8717 | 0.63939 | 418.765 | 1.1073 | 418.765 | 0.45263 | 418.765 | 1.2591 | 418.765 | 1.6245
| 421.7152 | 0.1403 | 418.9805 | 0.42429 | 418.9805 | 0.6016 | 421.0907 | 0.6385 | 418.9805 | 1.1309 | 418.9805 | 0.44647 | 418.9805 | 1.2332 | 418.9805 | 1.63
| 421.9342 | 0.17003 | 419.1959 | 0.47458 | 419.1959 | 0.59168 | 421.3097 | 0.67039 | 419.1959 | 1.184 | 419.1959 | 0.48742 | 419.1959 | 1.331 | 419.1959 | 1.7176
| 422.1532 | 0.15873 | 419.4114 | 0.4464 | 419.4114 | 0.57901 | 421.5287 | 0.69255 | 419.4114 | 1.2049 | 419.4114 | 0.48077 | 419.4114 | 1.3505 | 419.4114 | 1.7098
| 422.3722 | 0.18096 | 419.6269 | 0.49398 | 419.6269 | 0.55019 | 421.7477 | 0.72085 | 419.6269 | 1.2591 | 419.6269 | 0.52436 | 419.6269 | 1.419 | 419.6269 | 1.8307
| 422.5912 | 0.17597 | 419.8424 | 0.49391 | 419.8424 | 0.54392 | 421.9667 | 0.73417 | 419.8424 | 1.2783 | 419.8424 | 0.51883 | 419.8424 | 1.4522 | 419.8424 | 1.7969
| 422.8102 | 0.18045 | 420.0579 | 0.54367 | 420.0579 | 0.52079 | 422.1858 | 0.75628 | 420.0579 | 1.3312 | 420.0579 | 0.55284 | 420.0579 | 1.4681 | 420.0579 | 1.9058
| 423.0293 | 0.19054 | 420.2734 | 0.48783 | 420.2734 | 0.49392 | 422.4049 | 0.77402 | 420.2734 | 1.3578 | 420.2734 | 0.54538 | 420.2734 | 1.5191 | 420.2734 | 1.9606
| 423.2483 | 0.1984 | 420.489 | 0.5299 | 420.489 | 0.47886 | 422.6239 | 0.79883 | 420.489 | 1.4059 | 420.489 | 0.57411 | 420.489 | 1.5525 | 420.489 | 2.0177
| 423.4674 | 0.19528 | 420.7045 | 0.54979 | 420.7045 | 0.46985 | 422.8431 | 0.81298 | 420.7045 | 1.4404 | 420.7045 | 0.56995 | 420.7045 | 1.6184 | 420.7045 | 2.1016
| 423.6865 | 0.20056 | 420.9201 | 0.55448 | 420.9201 | 0.45655 | 423.0622 | 0.84575 | 420.9201 | 1.4926 | 420.9201 | 0.60756 | 420.9201 | 1.6462 | 420.9201 | 2.1214
| 423.9056 | 0.21216 | 421.1357 | 0.56036 | 421.1357 | 0.43075 | 423.2813 | 0.86786 | 421.1357 | 1.5255 | 421.1357 | 0.62893 | 421.1357 | 1.717 | 421.1357 | 2.1928
| 424.1247 | 0.22247 | 421.3513 | 0.55503 | 421.3513 | 0.42086 | 423.5004 | 0.8971 | 421.3513 | 1.5804 | 421.3513 | 0.64741 | 421.3513 | 1.8042 | 421.3513 | 2.3483
| 424.3438 | 0.21979 | 421.5669 | 0.56028 | 421.5669 | 0.39565 | 423.7196 | 0.92191 | 421.5669 | 1.6128 | 421.5669 | 0.66851 | 421.5669 | 1.8128 | 421.5669 | 2.3304
| 424.563 | 0.24097 | 421.7825 | 0.64318 | 421.7825 | 0.389 | 423.9388 | 0.95557 | 421.7825 | 1.6738 | 421.7825 | 0.69562 | 421.7825 | 1.8938 | 421.7825 | 2.3746
| 424.7821 | 0.22343 | 421.9981 | 0.61617 | 421.9981 | 0.37208 | 424.158 | 0.9653 | 421.9981 | 1.7039 | 421.9981 | 0.69104 | 421.9981 | 1.866 | 421.9981 | 2.4414
| 425.0013 | 0.25135 | 422.2137 | 0.66795 | 422.2138 | 0.3598 | 424.3772 | 0.99542 | 422.2137 | 1.7658 | 422.2137 | 0.73359 | 422.2138 | 1.9542 | 422.2137 | 2.5253
| 425.2205 | 0.25873 | 422.4294 | 0.62416 | 422.4294 | 0.3506 | 424.5964 | 1.0273 | 422.4294 | 1.801 | 422.4294 | 0.74385 | 422.4294 | 2.056 | 422.4294 | 2.5804
| 425.4397 | 0.2388 | 422.6451 | 0.69678 | 422.6451 | 0.33629 | 424.8156 | 1.0441 | 422.6451 | 1.8593 | 422.6451 | 0.76038 | 422.6451 | 2.0854 | 422.6451 | 2.7017
| 425.6589 | 0.26387 | 422.8607 | 0.64537 | 422.8607 | 0.31928 | 425.0349 | 1.0751 | 422.8607 | 1.8978 | 422.8607 | 0.79238 | 422.8607 | 2.1065 | 422.8607 | 2.6798
| 425.8781 | 0.28824 | 423.0764 | 0.72289 | 423.0764 | 0.31074 | 425.2541 | 1.1176 | 423.0764 | 1.9565 | 423.0764 | 0.82208 | 423.0764 | 2.2038 | 423.0764 | 2.8443
| 426.0973 | 0.27403 | 423.2921 | 0.66682 | 423.2921 | 0.3012 | 425.4734 | 1.1601 | 423.2921 | 1.9971 | 423.2921 | 0.81671 | 423.2921 | 2.275 | 423.2921 | 2.928
| 426.3166 | 0.26005 | 423.5078 | 0.76393 | 423.5078 | 0.29178 | 425.6927 | 1.2097 | 423.5078 | 2.0589 | 423.5078 | 0.86202 | 423.5078 | 2.3244 | 423.5078 | 2.9932
| 426.5358 | 0.29224 | 423.7235 | 0.75406 | 423.7235 | 0.27974 | 425.912 | 1.2354 | 423.7235 | 2.0968 | 423.7235 | 0.88702 | 423.7235 | 2.426 | 423.7235 | 3.0177
| 426.7551 | 0.31701 | 423.9392 | 0.78204 | 423.9392 | 0.27687 | 426.1313 | 1.2602 | 423.9392 | 2.1684 | 423.9392 | 0.92303 | 423.9392 | 2.4795 | 423.9392 | 3.1234
| 426.9744 | 0.3151 | 424.155 | 0.79073 | 424.155 | 0.26827 | 426.3506 | 1.2939 | 424.155 | 2.2093 | 424.155 | 0.96158 | 424.155 | 2.4895 | 424.155 | 3.2835
| 427.1937 | 0.33587 | 424.3707 | 0.79608 | 424.3707 | 0.25718 | 426.57 | 1.3355 | 424.3707 | 2.2845 | 424.3707 | 0.97812 | 424.3707 | 2.5763 | 424.3707 | 3.2986
| 427.413 | 0.32472 | 424.5865 | 0.82711 | 424.5865 | 0.24625 | 426.7894 | 1.3638 | 424.5865 | 2.3271 | 424.5865 | 0.97354 | 424.5865 | 2.6809 | 424.5865 | 3.3771
| 427.6324 | 0.3525 | 424.8023 | 0.85189 | 424.8023 | 0.25261 | 427.0087 | 1.3984 | 424.8023 | 2.4024 | 424.8023 | 1.035 | 424.8023 | 2.7918 | 424.8023 | 3.5026
| 427.8517 | 0.36854 | 425.0181 | 0.83449 | 425.0181 | 0.239 | 427.2281 | 1.44 | 425.0181 | 2.4562 | 425.0181 | 1.0475 | 425.0181 | 2.875 | 425.0181 | 3.6218
| 428.0711 | 0.36835 | 425.2339 | 0.91445 | 425.2339 | 0.23295 | 427.4475 | 1.5073 | 425.2339 | 2.54 | 425.2339 | 1.0881 | 425.2339 | 2.9534 | 425.2339 | 3.7617
| 428.2905 | 0.35264 | 425.4497 | 0.87279 | 425.4497 | 0.22294 | 427.6669 | 1.541 | 425.4497 | 2.5991 | 425.4497 | 1.1113 | 425.4497 | 2.9909 | 425.4497 | 3.8368
| 428.5098 | 0.38461 | 425.6655 | 0.9617 | 425.6655 | 0.22231 | 427.8864 | 1.5728 | 425.6655 | 2.6807 | 425.6655 | 1.1643 | 425.6655 | 3.0909 | 425.6655 | 3.9789
| 428.7292 | 0.3751 | 425.8813 | 0.98221 | 425.8813 | 0.21411 | 428.1058 | 1.6136 | 425.8813 | 2.7434 | 425.8813 | 1.1918 | 425.8813 | 3.1775 | 425.8813 | 4.0527
| 428.9486 | 0.39654 | 426.0972 | 0.99614 | 426.0972 | 0.21493 | 428.3253 | 1.6587 | 426.0972 | 2.8357 | 426.0972 | 1.2448 | 426.0972 | 3.2431 | 426.0972 | 4.2106
| 429.1681 | 0.41313 | 426.313 | 0.97636 | 426.313 | 0.20668 | 428.5448 | 1.6755 | 426.313 | 2.9006 | 426.313 | 1.2477 | 426.313 | 3.3473 | 426.313 | 4.3201
| 429.3875 | 0.42021 | 426.5289 | 1.0275 | 426.5289 | 0.21162 | 428.7643 | 1.6924 | 426.5289 | 3.0006 | 426.5289 | 1.3305 | 426.5289 | 3.4706 | 426.5289 | 4.4466
| 429.607 | 0.42509 | 426.7448 | 1.0685 | 426.7448 | 0.20611 | 428.9838 | 1.6755 | 426.7448 | 3.0705 | 426.7448 | 1.3364 | 426.7448 | 3.5946 | 426.7448 | 4.5336
| 429.8265 | 0.44061 | 426.9607 | 1.1057 | 426.9607 | 0.20202 | 429.2033 | 1.6658 | 426.9607 | 3.1659 | 426.9607 | 1.4094 | 426.9607 | 3.7339 | 426.9607 | 4.6847
| 430.0459 | 0.44021 | 427.1766 | 1.1511 | 427.1766 | 0.20202 | 429.4228 | 1.6596 | 427.1766 | 3.2362 | 427.1766 | 1.4338 | 427.1766 | 3.7885 | 427.1766 | 4.8475
| 430.2654 | 0.44689 | 427.3925 | 1.1704 | 427.3925 | 0.20019 | 429.6424 | 1.6676 | 427.3925 | 3.3344 | 427.3925 | 1.4546 | 427.3925 | 3.8826 | 427.3925 | 4.9616
| 430.485 | 0.44601 | 427.6084 | 1.1607 | 427.6084 | 0.20025 | 429.8619 | 1.6676 | 427.6084 | 3.4052 | 427.6084 | 1.5192 | 427.6084 | 3.988 | 427.6084 | 4.9818
| 430.7045 | 0.4441 | 427.8244 | 1.2137 | 427.8244 | 0.19726 | 430.0815 | 1.6986 | 427.8244 | 3.5021 | 427.8244 | 1.5835 | 427.8244 | 4.1042 | 427.8244 | 5.2229
| 430.924 | 0.46729 | 428.0403 | 1.2372 | 428.0403 | 0.19269 | 430.3011 | 1.749 | 428.0403 | 3.5754 | 428.0403 | 1.6186 | 428.0403 | 4.1936 | 428.0403 | 5.31
| 431.1436 | 0.48128 | 428.2563 | 1.2828 | 428.2563 | 0.1966 | 430.5207 | 1.7942 | 428.2563 | 3.679 | 428.2563 | 1.6648 | 428.2563 | 4.3421 | 428.2563 | 5.4535
| 431.3631 | 0.49364 | 428.4723 | 1.2782 | 428.4723 | 0.18718 | 430.7403 | 1.8181 | 428.4723 | 3.7385 | 428.4723 | 1.7308 | 428.4723 | 4.385 | 428.4723 | 5.6411
| 431.5827 | 0.5211 | 428.6882 | 1.3628 | 428.6882 | 0.19197 | 430.96 | 1.8606 | 428.6882 | 3.8431 | 428.6882 | 1.779 | 428.6882 | 4.4841 | 428.6882 | 5.7447
| 431.8023 | 0.53809 | 428.9042 | 1.3657 | 428.9042 | 0.18626 | 431.1796 | 1.8899 | 428.9042 | 3.9167 | 428.9042 | 1.7928 | 428.9042 | 4.5545 | 428.9042 | 5.8213
| 432.0219 | 0.5615 | 429.1203 | 1.4048 | 429.1203 | 0.19294 | 431.3993 | 1.9465 | 429.1203 | 4.0222 | 429.1203 | 1.8567 | 429.1203 | 4.796 | 429.1203 | 6.0127
| 432.2415 | 0.55673 | 429.3363 | 1.395 | 429.3363 | 0.1862 | 431.619 | 1.9891 | 429.3363 | 4.1063 | 429.3363 | 1.9056 | 429.3363 | 4.7884 | 429.3363 | 6.1465
| 432.4612 | 0.57739 | 429.5523 | 1.5139 | 429.5523 | 0.19014 | 431.8387 | 2.0581 | 429.5523 | 4.1996 | 429.5523 | 1.9696 | 429.5523 | 4.9501 | 429.5523 | 6.2317
| 432.6808 | 0.57115 | 429.7684 | 1.4359 | 429.7684 | 0.18863 | 432.0584 | 2.0785 | 429.7684 | 4.2831 | 429.7684 | 1.9761 | 429.7684 | 5.0157 | 429.7684 | 6.3947
| 432.9005 | 0.5709 | 429.9844 | 1.4415 | 429.9844 | 0.18503 | 432.2781 | 2.1175 | 429.9844 | 4.3932 | 429.9844 | 2.0649 | 429.9844 | 5.127 | 429.9844 | 6.6154
| 433.1202 | 0.5746 | 430.2005 | 1.5239 | 430.2005 | 0.18273 | 432.4979 | 2.1493 | 430.2005 | 4.4686 | 430.2005 | 2.1229 | 430.2005 | 5.2318 | 430.2005 | 6.6822
| 433.3398 | 0.60547 | 430.4166 | 1.6383 | 430.4166 | 0.1925 | 432.7176 | 2.1936 | 430.4166 | 4.5766 | 430.4166 | 2.1876 | 430.4166 | 5.3837 | 430.4166 | 6.8754
| 433.5595 | 0.61196 | 430.6327 | 1.5422 | 430.6327 | 0.18267 | 432.9374 | 2.2264 | 430.6327 | 4.6677 | 430.6327 | 2.2187 | 430.6327 | 5.5246 | 430.6327 | 7.0636
| 433.7793 | 0.63097 | 430.8488 | 1.6169 | 430.8487 | 0.18604 | 433.1572 | 2.2919 | 430.8488 | 4.781 | 430.8488 | 2.3076 | 430.8487 | 5.5772 | 430.8488 | 7.2148
| 433.999 | 0.63086 | 431.0649 | 1.6206 | 431.0649 | 0.18765 | 433.377 | 2.3335 | 431.0649 | 4.8627 | 431.0649 | 2.365 | 431.0649 | 5.6697 | 431.0649 | 7.3173
| 434.2187 | 0.66653 | 431.281 | 1.7355 | 431.281 | 0.18793 | 433.5968 | 2.3628 | 431.281 | 4.9807 | 431.281 | 2.4277 | 431.281 | 5.8267 | 431.281 | 7.561
| 434.4385 | 0.66965 | 431.4972 | 1.7168 | 431.4972 | 0.17924 | 433.8166 | 2.3849 | 431.4972 | 5.0733 | 431.4972 | 2.4616 | 431.4972 | 5.9385 | 431.4972 | 7.6142
| 434.6583 | 0.67997 | 431.7133 | 1.7647 | 431.7133 | 0.18525 | 434.0364 | 2.4256 | 431.7133 | 5.1891 | 431.7133 | 2.5384 | 431.7133 | 6.0709 | 431.7133 | 7.8359
| 434.878 | 0.66499 | 431.9295 | 1.811 | 431.9295 | 0.18484 | 434.2563 | 2.4469 | 431.9295 | 5.2669 | 431.9295 | 2.6105 | 431.9295 | 6.2146 | 431.9295 | 8.0172
| 435.0978 | 0.67424 | 432.1456 | 1.847 | 432.1456 | 0.19171 | 434.4762 | 2.454 | 432.1456 | 5.3786 | 432.1456 | 2.684 | 432.1456 | 6.3027 | 432.1456 | 8.1785
| 435.3177 | 0.67299 | 432.3618 | 1.7598 | 432.3618 | 0.19228 | 434.696 | 2.4744 | 432.3618 | 5.4649 | 432.3618 | 2.7507 | 432.3618 | 6.4113 | 432.3618 | 8.3338
| 435.5375 | 0.69645 | 432.578 | 1.9787 | 432.578 | 0.19124 | 434.9159 | 2.4921 | 432.578 | 5.5864 | 432.578 | 2.8518 | 432.578 | 6.5639 | 432.578 | 8.4626
| 435.7573 | 0.69538 | 432.7943 | 1.9367 | 432.7942 | 0.1868 | 435.1358 | 2.4416 | 432.7943 | 5.671 | 432.7943 | 2.867 | 432.7942 | 6.6562 | 432.7943 | 8.6208
| 435.9772 | 0.71024 | 433.0105 | 2.05 | 433.0105 | 0.19461 | 435.3558 | 2.4575 | 433.0105 | 5.7781 | 433.0105 | 2.945 | 433.0105 | 6.812 | 433.0105 | 8.728
| 436.197 | 0.72048 | 433.2267 | 1.9955 | 433.2267 | 0.19203 | 435.5757 | 2.4744 | 433.2267 | 5.8667 | 433.2267 | 3.0099 | 433.2267 | 6.7914 | 433.2267 | 8.9153
| 436.4169 | 0.74151 | 433.4429 | 2.0433 | 433.4429 | 0.20013 | 435.7957 | 2.5213 | 433.4429 | 5.9779 | 433.4429 | 3.0793 | 433.4429 | 6.9755 | 433.4429 | 9.1831
| 436.6368 | 0.73762 | 433.6592 | 2.056 | 433.6592 | 0.19427 | 436.0156 | 2.5576 | 433.6592 | 6.0598 | 433.6592 | 3.1414 | 433.6592 | 7.1137 | 433.6592 | 9.2423
| 436.8567 | 0.75601 | 433.8755 | 2.0815 | 433.8755 | 0.19858 | 436.2356 | 2.6116 | 433.8755 | 6.1755 | 433.8755 | 3.2696 | 433.8755 | 7.2144 | 433.8755 | 9.5135
| 437.0766 | 0.76394 | 434.0917 | 2.1542 | 434.0917 | 0.1919 | 436.4556 | 2.6284 | 434.0917 | 6.2552 | 434.0917 | 3.285 | 434.0917 | 7.4274 | 434.0917 | 9.6425
| 437.2966 | 0.77348 | 434.308 | 2.2199 | 434.308 | 0.19915 | 436.6756 | 2.6683 | 434.308 | 6.3798 | 434.308 | 3.386 | 434.308 | 7.4931 | 434.308 | 9.7451
| 437.5165 | 0.77458 | 434.5244 | 2.1909 | 434.5244 | 0.20526 | 436.8956 | 2.7028 | 434.5244 | 6.4689 | 434.5244 | 3.4504 | 434.5244 | 7.6268 | 434.5244 | 9.9659
| 437.7365 | 0.77924 | 434.7407 | 2.251 | 434.7407 | 0.20454 | 437.1157 | 2.7232 | 434.7407 | 6.5755 | 434.7407 | 3.5548 | 434.7407 | 7.7718 | 434.7407 | 10.2612
| 437.9565 | 0.7752 | 434.957 | 2.2612 | 434.957 | 0.20035 | 437.3357 | 2.7489 | 434.957 | 6.6666 | 434.957 | 3.5785 | 434.957 | 7.8969 | 434.957 | 10.3265
| 438.1765 | 0.80313 | 435.1733 | 2.3659 | 435.1733 | 0.20743 | 437.5558 | 2.7746 | 435.1733 | 6.7795 | 435.1733 | 3.6828 | 435.1733 | 8.1534 | 435.1733 | 10.5475
| 438.3965 | 0.78882 | 435.3897 | 2.3605 | 435.3897 | 0.20334 | 437.7759 | 2.7684 | 435.3897 | 6.8666 | 435.3897 | 3.7476 | 435.3897 | 8.2215 | 435.3897 | 10.7704
| 438.6165 | 0.82031 | 435.606 | 2.4132 | 435.606 | 0.21011 | 437.996 | 2.8428 | 435.606 | 6.9836 | 435.606 | 3.866 | 435.606 | 8.2767 | 435.606 | 11.0453
| 438.8365 | 0.82221 | 435.8224 | 2.5144 | 435.8224 | 0.21273 | 438.2161 | 2.8737 | 435.8224 | 7.0655 | 435.8224 | 3.9383 | 435.8224 | 8.5154 | 435.8224 | 11.0572
| 439.0566 | 0.8402 | 436.0388 | 2.5198 | 436.0388 | 0.21276 | 438.4362 | 2.9437 | 436.0388 | 7.1696 | 436.0388 | 3.9887 | 436.0388 | 8.6444 | 436.0388 | 11.2923
| 439.2766 | 0.84225 | 436.2552 | 2.526 | 436.2552 | 0.21411 | 438.6564 | 3.0004 | 436.2552 | 7.2499 | 436.2552 | 4.0862 | 436.2552 | 8.9214 | 436.2552 | 11.6076
| 439.4967 | 0.85811 | 436.4716 | 2.6335 | 436.4716 | 0.22524 | 438.8765 | 3.0757 | 436.4716 | 7.3547 | 436.4716 | 4.1859 | 436.4716 | 8.9626 | 436.4716 | 11.8375
| 439.7168 | 0.84633 | 436.688 | 2.5747 | 436.688 | 0.22221 | 439.0967 | 3.127 | 436.688 | 7.4265 | 436.688 | 4.2399 | 436.688 | 9.1155 | 436.688 | 11.9716
| 439.9369 | 0.86185 | 436.9044 | 2.6781 | 436.9044 | 0.22473 | 439.3169 | 3.1934 | 436.9044 | 7.5368 | 436.9044 | 4.3316 | 436.9044 | 9.3983 | 436.9044 | 12.1547
| 440.157 | 0.85168 | 437.1209 | 2.7247 | 437.1209 | 0.2247 | 439.5371 | 3.2103 | 437.1209 | 7.5984 | 437.1209 | 4.4002 | 437.1209 | 9.4923 | 437.1209 | 12.398
| 440.3771 | 0.85825 | 437.3373 | 2.7682 | 437.3373 | 0.22788 | 439.7573 | 3.2652 | 437.3373 | 7.6797 | 437.3373 | 4.5414 | 437.3373 | 9.7288 | 437.3373 | 12.4984
| 440.5972 | 0.86871 | 437.5538 | 2.764 | 437.5538 | 0.23226 | 439.9775 | 3.2962 | 437.5538 | 7.7565 | 437.5538 | 4.599 | 437.5538 | 9.911 | 437.5538 | 12.7785
| 440.8174 | 0.87969 | 437.7703 | 2.8954 | 437.7703 | 0.23302 | 440.1977 | 3.3316 | 437.7703 | 7.8359 | 437.7703 | 4.6372 | 437.7703 | 10.083 | 437.7703 | 13.0301
| 441.0376 | 0.86853 | 437.9868 | 2.8845 | 437.9868 | 0.23897 | 440.418 | 3.375 | 437.9868 | 7.8918 | 437.9868 | 4.7264 | 437.9868 | 10.1896 | 437.9868 | 13.2406
| 441.2577 | 0.88956 | 438.2033 | 2.9386 | 438.2033 | 0.23743 | 440.6383 | 3.4069 | 438.2033 | 7.9705 | 438.2033 | 4.8652 | 438.2033 | 10.3522 | 438.2033 | 13.5913
| 441.478 | 0.88413 | 438.4198 | 2.9718 | 438.4198 | 0.23484 | 440.8585 | 3.4866 | 438.4198 | 8.0142 | 438.4198 | 4.8991 | 438.4198 | 10.5827 | 438.4198 | 13.6595
| 441.6982 | 0.90479 | 438.6363 | 3.0222 | 438.6363 | 0.2442 | 441.0788 | 3.5574 | 438.6363 | 8.0876 | 438.6363 | 4.9773 | 438.6363 | 10.7494 | 438.6363 | 13.9539
| 441.9184 | 0.8958 | 438.8529 | 3.0426 | 438.8529 | 0.24959 | 441.2991 | 3.5955 | 438.8529 | 8.1271 | 438.8529 | 5.0423 | 438.8529 | 10.772 | 438.8529 | 14.1066
| 442.1386 | 0.90141 | 439.0694 | 3.1359 | 439.0694 | 0.24641 | 441.5195 | 3.6407 | 439.0694 | 8.1958 | 439.0694 | 5.1298 | 439.0694 | 11.0237 | 439.0694 | 14.4121
| 442.3589 | 0.90809 | 439.286 | 3.1058 | 439.286 | 0.25012 | 441.7398 | 3.6717 | 439.286 | 8.2226 | 439.286 | 5.229 | 439.286 | 11.1861 | 439.286 | 14.607
| 442.5791 | 0.92262 | 439.5025 | 3.2518 | 439.5025 | 0.25296 | 441.9602 | 3.7293 | 439.5025 | 8.2842 | 439.5025 | 5.3236 | 439.5025 | 11.3552 | 439.5025 | 14.8561
| 442.7994 | 0.9129 | 439.7191 | 3.2704 | 439.7191 | 0.24682 | 442.1805 | 3.7293 | 439.7191 | 8.3225 | 439.7191 | 5.3734 | 439.7191 | 11.6299 | 439.7191 | 15.1533
| 443.0197 | 0.94615 | 439.9357 | 3.3255 | 439.9357 | 0.25828 | 442.4009 | 3.7443 | 439.9357 | 8.3786 | 439.9357 | 5.4744 | 439.9357 | 11.7664 | 439.9357 | 15.3799
| 443.24 | 0.95136 | 440.1523 | 3.3936 | 440.1523 | 0.2632 | 442.6213 | 3.7594 | 440.1523 | 8.3934 | 440.1523 | 5.5655 | 440.1523 | 11.9693 | 440.1523 | 15.7085
| 443.4603 | 0.95885 | 440.369 | 3.4284 | 440.369 | 0.26572 | 442.8417 | 3.8081 | 440.369 | 8.4531 | 440.369 | 5.624 | 440.369 | 12.1952 | 440.369 | 15.9196
| 443.6806 | 0.94875 | 440.5856 | 3.4965 | 440.5856 | 0.25983 | 443.0622 | 3.8541 | 440.5856 | 8.463 | 440.5856 | 5.693 | 440.5856 | 12.3582 | 440.5856 | 16.1115
| 443.901 | 0.94255 | 440.8022 | 3.5909 | 440.8022 | 0.27104 | 443.2826 | 3.9126 | 440.8022 | 8.4925 | 440.8022 | 5.7622 | 440.8022 | 12.5288 | 440.8022 | 16.5834
| 444.1213 | 0.94464 | 441.0189 | 3.6307 | 441.0189 | 0.2724 | 443.503 | 3.948 | 441.0189 | 8.4722 | 441.0189 | 5.8387 | 441.0189 | 12.5957 | 441.0189 | 16.633
| 444.3417 | 0.94457 | 441.2355 | 3.7333 | 441.2355 | 0.27256 | 443.7235 | 4.018 | 441.2355 | 8.501 | 441.2355 | 5.9012 | 441.2355 | 12.8057 | 441.2355 | 17.0913
| 444.5621 | 0.93477 | 441.4522 | 3.7281 | 441.4522 | 0.27171 | 443.944 | 4.0419 | 441.4522 | 8.4903 | 441.4522 | 5.9837 | 441.4522 | 12.9643 | 441.4522 | 17.1642
| 444.7825 | 0.94039 | 441.6689 | 3.7679 | 441.6689 | 0.2857 | 444.1645 | 4.0427 | 441.6689 | 8.5012 | 441.6689 | 6.0335 | 441.6689 | 13.1386 | 441.6689 | 17.5001
| 445.0029 | 0.95888 | 441.8856 | 3.8014 | 441.8856 | 0.27968 | 444.385 | 4.1047 | 441.8856 | 8.4766 | 441.8856 | 6.0848 | 441.8856 | 13.1991 | 441.8856 | 17.6845
| 445.2233 | 0.96105 | 442.1023 | 3.9779 | 442.1023 | 0.2815 | 444.6055 | 4.1313 | 442.1023 | 8.4712 | 442.1023 | 6.1978 | 442.1023 | 13.3863 | 442.1023 | 17.9582
| 445.4438 | 0.97327 | 442.319 | 3.9091 | 442.319 | 0.28286 | 444.8261 | 4.1614 | 442.319 | 8.4566 | 442.319 | 6.2441 | 442.319 | 13.4627 | 442.319 | 18.2802
| 445.6642 | 0.9947 | 442.5358 | 4.0526 | 442.5358 | 0.29316 | 445.0466 | 4.2278 | 442.5358 | 8.4355 | 442.5358 | 6.3421 | 442.5358 | 13.6179 | 442.5358 | 18.4127
| 445.8847 | 0.99129 | 442.7525 | 4.057 | 442.7525 | 0.29156 | 445.2672 | 4.2208 | 442.7525 | 8.4146 | 442.7525 | 6.416 | 442.7525 | 13.7248 | 442.7525 | 18.6966
| 446.1051 | 1.037 | 442.9693 | 4.2241 | 442.9693 | 0.29669 | 445.4878 | 4.2686 | 442.9693 | 8.3907 | 442.9693 | 6.4134 | 442.9693 | 13.9214 | 442.9693 | 18.9094
| 446.3256 | 1.05 | 443.186 | 4.2044 | 443.186 | 0.28992 | 445.7084 | 4.296 | 443.186 | 8.3551 | 443.186 | 6.4991 | 443.186 | 13.9634 | 443.186 | 19.129
| 446.5462 | 1.0675 | 443.4028 | 4.3468 | 443.4028 | 0.30028 | 445.929 | 4.3359 | 443.4028 | 8.3139 | 443.4028 | 6.5725 | 443.4028 | 14.0869 | 443.4028 | 19.444
| 446.7667 | 1.0765 | 443.6196 | 4.3477 | 443.6196 | 0.30019 | 446.1496 | 4.3359 | 443.6196 | 8.268 | 443.6196 | 6.6403 | 443.6196 | 14.1159 | 443.6196 | 19.7214
| 446.9872 | 1.1168 | 443.8364 | 4.4158 | 443.8364 | 0.30778 | 446.3702 | 4.3864 | 443.8364 | 8.2302 | 443.8364 | 6.7349 | 443.8364 | 14.2723 | 443.8364 | 19.8579
| 447.2077 | 1.1119 | 444.0532 | 4.468 | 444.0532 | 0.3081 | 446.5909 | 4.389 | 444.0532 | 8.1719 | 444.0532 | 6.7806 | 444.0532 | 14.2557 | 444.0532 | 20.0438
| 447.4283 | 1.1151 | 444.2701 | 4.5033 | 444.2701 | 0.30951 | 446.8116 | 4.4085 | 444.2701 | 8.1162 | 444.2701 | 6.8561 | 444.2701 | 14.3058 | 444.2701 | 20.1405
| 447.6489 | 1.1041 | 444.4869 | 4.63 | 444.4869 | 0.31096 | 447.0322 | 4.3899 | 444.4869 | 8.0321 | 444.4869 | 6.882 | 444.4869 | 14.2096 | 444.4869 | 20.3989
| 447.8695 | 1.0806 | 444.7037 | 4.692 | 444.7037 | 0.31121 | 447.2529 | 4.4227 | 444.7037 | 7.969 | 444.7037 | 6.9953 | 444.7037 | 14.2289 | 444.7037 | 20.5918
| 448.0901 | 1.0904 | 444.9206 | 4.6789 | 444.9206 | 0.3155 | 447.4736 | 4.4147 | 444.9206 | 7.8904 | 444.9206 | 6.9949 | 444.9206 | 14.2935 | 444.9206 | 20.6979
| 448.3107 | 1.107 | 445.1375 | 4.7662 | 445.1375 | 0.32057 | 447.6944 | 4.3767 | 445.1375 | 7.8303 | 445.1375 | 7.0608 | 445.1375 | 14.2584 | 445.1375 | 20.8041
| 448.5313 | 1.1087 | 445.3544 | 4.8487 | 445.3544 | 0.31783 | 447.9151 | 4.3315 | 445.3544 | 7.7528 | 445.3544 | 7.1771 | 445.3544 | 14.1737 | 445.3544 | 20.9677
| 448.7519 | 1.1364 | 445.5713 | 4.8741 | 445.5713 | 0.33034 | 448.1359 | 4.3412 | 445.5713 | 7.673 | 445.5713 | 7.233 | 445.5713 | 14.1342 | 445.5713 | 21.1795
| 448.9726 | 1.1599 | 445.7882 | 4.9446 | 445.7882 | 0.3275 | 448.3566 | 4.3023 | 445.7882 | 7.5741 | 445.7882 | 7.2817 | 445.7882 | 14.0777 | 445.7882 | 21.2538
| 449.1933 | 1.1748 | 446.0051 | 5.0389 | 446.0051 | 0.32842 | 448.5774 | 4.3501 | 446.0051 | 7.497 | 446.0051 | 7.3086 | 446.0051 | 14.0091 | 446.0051 | 21.189
| 449.4139 | 1.1726 | 446.222 | 5.0292 | 446.222 | 0.33261 | 448.7982 | 4.32 | 446.222 | 7.4022 | 446.222 | 7.3901 | 446.222 | 13.9182 | 446.222 | 21.2845
| 449.6346 | 1.1981 | 446.439 | 5.1164 | 446.439 | 0.33799 | 449.019 | 4.3067 | 446.439 | 7.3182 | 446.439 | 7.4661 | 446.439 | 13.7956 | 446.439 | 21.3943
| 449.8553 | 1.1765 | 446.6559 | 5.0909 | 446.6559 | 0.33396 | 449.2398 | 4.2598 | 446.6559 | 7.2054 | 446.6559 | 7.4691 | 446.6559 | 13.674 | 446.6559 | 21.4087
| 450.0761 | 1.2103 | 446.8729 | 5.1285 | 446.8729 | 0.3442 | 449.4606 | 4.2766 | 446.8729 | 7.1271 | 446.8729 | 7.5721 | 446.8729 | 13.5594 | 446.8729 | 21.5451
| 450.2968 | 1.2077 | 447.0898 | 5.2633 | 447.0898 | 0.34512 | 449.6815 | 4.1863 | 447.0898 | 7.011 | 447.0898 | 7.6271 | 447.0898 | 13.487 | 447.0898 | 21.5244
| 450.5175 | 1.2225 | 447.3069 | 5.3152 | 447.3068 | 0.3517 | 449.9024 | 4.1349 | 447.3069 | 6.919 | 447.3069 | 7.7045 | 447.3068 | 13.2171 | 447.3069 | 21.4031
| 450.7383 | 1.2343 | 447.5238 | 5.2621 | 447.5238 | 0.34786 | 450.1232 | 4.0986 | 447.5238 | 6.7943 | 447.5238 | 7.7111 | 447.5238 | 13.0609 | 447.5238 | 21.4292
| 450.9591 | 1.2419 | 447.7408 | 5.3048 | 447.7408 | 0.35762 | 450.3441 | 4.1048 | 447.7408 | 6.7204 | 447.7408 | 7.8378 | 447.7408 | 12.951 | 447.7408 | 21.4874
| 451.1799 | 1.2479 | 447.9579 | 5.338 | 447.9579 | 0.35126 | 450.565 | 4.041 | 447.9579 | 6.5892 | 447.9579 | 7.841 | 447.9579 | 12.6164 | 447.9579 | 21.2193
| 451.4007 | 1.2178 | 448.1749 | 5.4309 | 448.1749 | 0.35072 | 450.786 | 4.0047 | 448.1749 | 6.4938 | 448.1749 | 7.9481 | 448.1749 | 12.5206 | 448.1749 | 21.2287
| 451.6215 | 1.2254 | 448.392 | 5.3815 | 448.392 | 0.35696 | 451.0069 | 3.9834 | 448.392 | 6.3705 | 448.392 | 8.0116 | 448.392 | 12.2784 | 448.392 | 21.1067
| 451.8423 | 1.2746 | 448.609 | 5.4217 | 448.609 | 0.36663 | 451.2278 | 3.9622 | 448.609 | 6.2688 | 448.609 | 8.0567 | 448.609 | 12.0934 | 448.609 | 21.1046
| 452.0632 | 1.2766 | 448.8261 | 5.4726 | 448.8261 | 0.35762 | 451.4488 | 3.9144 | 448.8261 | 6.151 | 448.8261 | 8.0886 | 448.8261 | 11.8569 | 448.8261 | 20.8226
| 452.284 | 1.2965 | 449.0432 | 5.4915 | 449.0432 | 0.36588 | 451.6698 | 3.8737 | 449.0432 | 6.049 | 449.0432 | 8.1869 | 449.0432 | 11.5955 | 449.0432 | 20.7835
| 452.5049 | 1.2867 | 449.2603 | 5.4643 | 449.2602 | 0.37388 | 451.8908 | 3.8037 | 449.2603 | 5.9236 | 449.2603 | 8.1957 | 449.2602 | 11.4134 | 449.2603 | 20.566
| 452.7258 | 1.2973 | 449.4774 | 5.4465 | 449.4774 | 0.38053 | 452.1118 | 3.7709 | 449.4774 | 5.8279 | 449.4774 | 8.2243 | 449.4774 | 11.2059 | 449.4774 | 20.3561
| 452.9467 | 1.2847 | 449.6945 | 5.4221 | 449.6945 | 0.37309 | 452.3328 | 3.7045 | 449.6945 | 5.6909 | 449.6945 | 8.3187 | 449.6945 | 10.8734 | 449.6945 | 20.095
| 453.1676 | 1.2975 | 449.9116 | 5.4768 | 449.9116 | 0.38147 | 452.5538 | 3.6558 | 449.9116 | 5.5985 | 449.9116 | 8.3286 | 449.9116 | 10.5712 | 449.9116 | 19.8334
| 453.3885 | 1.2887 | 450.1287 | 5.4481 | 450.1287 | 0.37454 | 452.7749 | 3.608 | 450.1287 | 5.4679 | 450.1287 | 8.4073 | 450.1287 | 10.3847 | 450.1287 | 19.5636
| 453.6094 | 1.2724 | 450.3459 | 5.4371 | 450.3459 | 0.3799 | 452.9959 | 3.608 | 450.3459 | 5.3667 | 450.3459 | 8.4541 | 450.3459 | 10.0973 | 450.3459 | 19.4654
| 453.8304 | 1.2423 | 450.563 | 5.4167 | 450.563 | 0.38777 | 453.217 | 3.5717 | 450.563 | 5.2427 | 450.563 | 8.4621 | 450.563 | 9.8962 | 450.563 | 19.0889
| 454.0513 | 1.2816 | 450.7802 | 5.3894 | 450.7802 | 0.39127 | 453.4381 | 3.5238 | 450.7802 | 5.144 | 450.7802 | 8.4732 | 450.7802 | 9.6382 | 450.7802 | 18.7511
| 454.2723 | 1.2586 | 450.9974 | 5.3718 | 450.9974 | 0.39064 | 453.6592 | 3.4547 | 450.9974 | 5.0376 | 450.9974 | 8.5351 | 450.9974 | 9.3482 | 450.9974 | 18.5901
| 454.4933 | 1.2841 | 451.2146 | 5.3771 | 451.2146 | 0.40224 | 453.8803 | 3.4007 | 451.2146 | 4.9368 | 451.2146 | 8.5518 | 451.2146 | 9.1557 | 451.2146 | 18.2598
| 454.7143 | 1.2673 | 451.4318 | 5.2362 | 451.4318 | 0.40173 | 454.1015 | 3.3175 | 451.4318 | 4.81 | 451.4318 | 8.5362 | 451.4318 | 8.8375 | 451.4318 | 17.9256
| 454.9353 | 1.2868 | 451.649 | 5.1737 | 451.649 | 0.39757 | 454.3226 | 3.2378 | 451.649 | 4.7184 | 451.649 | 8.6157 | 451.649 | 8.6998 | 451.649 | 17.6543
| 455.1563 | 1.2726 | 451.8662 | 5.1291 | 451.8662 | 0.39902 | 454.5438 | 3.1988 | 451.8662 | 4.6023 | 451.8662 | 8.591 | 451.8662 | 8.3684 | 451.8662 | 17.245
| 455.3774 | 1.2447 | 452.0835 | 5.1014 | 452.0835 | 0.40372 | 454.7649 | 3.1598 | 452.0835 | 4.5133 | 452.0835 | 8.5836 | 452.0835 | 8.1433 | 452.0835 | 16.9544
| 455.5985 | 1.2388 | 452.3008 | 5.013 | 452.3007 | 0.40999 | 454.9861 | 3.0979 | 452.3008 | 4.3997 | 452.3008 | 8.5974 | 452.3007 | 7.9057 | 452.3008 | 16.643
| 455.8195 | 1.2486 | 452.518 | 5.0269 | 452.518 | 0.40633 | 455.2073 | 3.0465 | 452.518 | 4.3092 | 452.518 | 8.5721 | 452.518 | 7.7142 | 452.518 | 16.301
| 456.0406 | 1.2213 | 452.7353 | 4.92 | 452.7353 | 0.4137 | 455.4285 | 2.9712 | 452.7353 | 4.2083 | 452.7353 | 8.6243 | 452.7353 | 7.544 | 452.7353 | 15.8781
| 456.2617 | 1.2457 | 452.9526 | 4.876 | 452.9526 | 0.40929 | 455.6498 | 2.9376 | 452.9526 | 4.1271 | 452.9526 | 8.5519 | 452.9526 | 7.3349 | 452.9526 | 15.5739
| 456.4828 | 1.2226 | 453.1699 | 4.7573 | 453.1699 | 0.41153 | 455.871 | 2.8721 | 453.1699 | 4.022 | 453.1699 | 8.5653 | 453.1699 | 7.0254 | 453.1699 | 15.4171
| 456.7039 | 1.2343 | 453.3872 | 4.7076 | 453.3872 | 0.41878 | 456.0923 | 2.8224 | 453.3872 | 3.9398 | 453.3872 | 8.5669 | 453.3872 | 6.8715 | 453.3872 | 14.8129
| 456.9251 | 1.2202 | 453.6045 | 4.6029 | 453.6045 | 0.41959 | 456.3135 | 2.7516 | 453.6045 | 3.8413 | 453.6045 | 8.4826 | 453.6045 | 6.6858 | 453.6045 | 14.6515
| 457.1462 | 1.2096 | 453.8218 | 4.5863 | 453.8218 | 0.42092 | 456.5348 | 2.7348 | 453.8218 | 3.7619 | 453.8218 | 8.4023 | 453.8218 | 6.6055 | 453.8218 | 14.2406
| 457.3674 | 1.2014 | 454.0392 | 4.5276 | 454.0392 | 0.42019 | 456.7561 | 2.6772 | 454.0392 | 3.6709 | 454.0392 | 8.3661 | 454.0392 | 6.3518 | 454.0392 | 13.9054
| 457.5885 | 1.1996 | 454.2565 | 4.3786 | 454.2565 | 0.42334 | 456.9774 | 2.6356 | 454.2565 | 3.6084 | 454.2565 | 8.3979 | 454.2565 | 6.2623 | 454.2565 | 13.5762
| 457.8097 | 1.1701 | 454.4739 | 4.3331 | 454.4739 | 0.42193 | 457.1988 | 2.5683 | 454.4739 | 3.5134 | 454.4739 | 8.3165 | 454.4739 | 6.027 | 454.4739 | 13.176
| 458.0309 | 1.1572 | 454.6913 | 4.2355 | 454.6913 | 0.42791 | 457.4201 | 2.5568 | 454.6913 | 3.4453 | 454.6913 | 8.2544 | 454.6913 | 5.8675 | 454.6913 | 12.8805
| 458.2522 | 1.1482 | 454.9087 | 4.1614 | 454.9087 | 0.43062 | 457.6415 | 2.5125 | 454.9087 | 3.3584 | 454.9087 | 8.149 | 454.9087 | 5.7619 | 454.9087 | 12.5862
| 458.4734 | 1.1206 | 455.1261 | 4.0434 | 455.1261 | 0.42835 | 457.8628 | 2.4806 | 455.1261 | 3.2959 | 455.1261 | 8.1128 | 455.1261 | 5.6263 | 455.1261 | 12.314
| 458.6946 | 1.1228 | 455.3435 | 3.9334 | 455.3435 | 0.42675 | 458.0842 | 2.4239 | 455.3435 | 3.2145 | 455.3435 | 7.9464 | 455.3435 | 5.4411 | 455.3435 | 11.9197
| 458.9159 | 1.0967 | 455.5609 | 3.8972 | 455.5609 | 0.43547 | 458.3056 | 2.3938 | 455.5609 | 3.1566 | 455.5609 | 7.9585 | 455.5609 | 5.3652 | 455.5609 | 11.755
| 459.1372 | 1.1225 | 455.7784 | 3.8138 | 455.7783 | 0.42952 | 458.527 | 2.346 | 455.7784 | 3.0803 | 455.7784 | 7.8319 | 455.7783 | 5.1957 | 455.7784 | 11.3703
| 459.3584 | 1.1169 | 455.9958 | 3.7699 | 455.9958 | 0.43538 | 458.7484 | 2.3309 | 455.9958 | 3.0196 | 455.9958 | 7.758 | 455.9958 | 5.2162 | 455.9958 | 11.0936
| 459.5797 | 1.1001 | 456.2133 | 3.6285 | 456.2133 | 0.43447 | 458.9699 | 2.2778 | 456.2133 | 2.9496 | 456.2133 | 7.6085 | 456.2133 | 5.0023 | 456.2133 | 10.756
| 459.801 | 1.0829 | 456.4307 | 3.6651 | 456.4307 | 0.43399 | 459.1913 | 2.2565 | 456.4307 | 2.8998 | 456.4307 | 7.5718 | 456.4307 | 4.9542 | 456.4307 | 10.5688
| 460.0224 | 1.0645 | 456.6482 | 3.5353 | 456.6482 | 0.43172 | 459.4128 | 2.2149 | 456.6482 | 2.8413 | 456.6482 | 7.4192 | 456.6482 | 4.8223 | 456.6482 | 10.2575
| 460.2437 | 1.0557 | 456.8657 | 3.4703 | 456.8657 | 0.43595 | 459.6343 | 2.2105 | 456.8657 | 2.7904 | 456.8657 | 7.318 | 456.8657 | 4.7258 | 456.8657 | 10.0371
| 460.4651 | 1.0357 | 457.0832 | 3.4089 | 457.0832 | 0.435 | 459.8558 | 2.1565 | 457.0832 | 2.7308 | 457.0832 | 7.217 | 457.0832 | 4.6263 | 457.0832 | 9.8306
| 460.6864 | 1.0167 | 457.3007 | 3.3606 | 457.3007 | 0.43358 | 460.0773 | 2.114 | 457.3007 | 2.6888 | 457.3007 | 7.167 | 457.3007 | 4.6298 | 457.3007 | 9.6732
| 460.9078 | 1.0217 | 457.5182 | 3.268 | 457.5183 | 0.43856 | 460.2988 | 2.0776 | 457.5182 | 2.6314 | 457.5182 | 7.0273 | 457.5183 | 4.5006 | 457.5182 | 9.4491
| 461.1292 | 1.006 | 457.7358 | 3.2645 | 457.7358 | 0.44171 | 460.5203 | 2.0643 | 457.7358 | 2.5966 | 457.7358 | 6.9492 | 457.7358 | 4.4661 | 457.7358 | 9.2326
| 461.3506 | 1.0084 | 457.9533 | 3.2063 | 457.9533 | 0.43777 | 460.7419 | 2.0183 | 457.9533 | 2.5414 | 457.9533 | 6.8495 | 457.9533 | 4.3454 | 457.9533 | 9.0337
| 461.572 | 1.0082 | 458.1709 | 3.2336 | 458.1709 | 0.45019 | 460.9635 | 2.0201 | 458.1709 | 2.5132 | 458.1709 | 6.7309 | 458.1709 | 4.3841 | 458.1709 | 8.964
| 461.7934 | 0.97389 | 458.3885 | 3.1026 | 458.3885 | 0.44499 | 461.185 | 1.9864 | 458.3885 | 2.4552 | 458.3885 | 6.6335 | 458.3885 | 4.2666 | 458.3885 | 8.7742
| 462.0149 | 0.99044 | 458.606 | 3.0459 | 458.606 | 0.44754 | 461.4066 | 1.9731 | 458.606 | 2.4246 | 458.606 | 6.5135 | 458.606 | 4.2185 | 458.606 | 8.6079
| 462.2363 | 0.97554 | 458.8236 | 2.9673 | 458.8236 | 0.44382 | 461.6282 | 1.9678 | 458.8236 | 2.3734 | 458.8236 | 6.3769 | 458.8236 | 4.1185 | 458.8236 | 8.3707
| 462.4578 | 0.94314 | 459.0413 | 2.9996 | 459.0413 | 0.44836 | 461.8498 | 1.9784 | 459.0413 | 2.3403 | 459.0413 | 6.2747 | 459.0413 | 4.1344 | 459.0413 | 8.2438
| 462.6793 | 0.93624 | 459.2589 | 2.912 | 459.2589 | 0.4454 | 462.0715 | 1.9492 | 459.2589 | 2.2992 | 459.2589 | 6.1815 | 459.2589 | 4.0478 | 459.2589 | 8.1356
| 462.9008 | 0.9267 | 459.4765 | 2.8749 | 459.4765 | 0.45138 | 462.2931 | 1.9404 | 459.4765 | 2.2704 | 459.4765 | 6.0539 | 459.4765 | 3.9285 | 459.4765 | 7.9533
| 463.1223 | 0.91106 | 459.6942 | 2.8819 | 459.6941 | 0.44934 | 462.5148 | 1.9076 | 459.6942 | 2.2214 | 459.6942 | 5.9104 | 459.6941 | 3.951 | 459.6942 | 7.8005
| 463.3438 | 0.92086 | 459.9118 | 2.8131 | 459.9118 | 0.44943 | 462.7364 | 1.8899 | 459.9118 | 2.1926 | 459.9118 | 5.8392 | 459.9118 | 3.9161 | 459.9118 | 7.7612
| 463.5654 | 0.90497 | 460.1295 | 2.74 | 460.1295 | 0.44751 | 462.9581 | 1.858 | 460.1295 | 2.1503 | 460.1295 | 5.709 | 460.1295 | 3.8565 | 460.1295 | 7.5917
| 463.7869 | 0.90336 | 460.3471 | 2.7506 | 460.3471 | 0.44978 | 463.1798 | 1.8616 | 460.3471 | 2.1182 | 460.3471 | 5.6059 | 460.3471 | 3.7551 | 460.3471 | 7.4549
| 464.0085 | 0.89326 | 460.5648 | 2.6873 | 460.5648 | 0.44959 | 463.4016 | 1.8624 | 460.5648 | 2.0728 | 460.5648 | 5.4443 | 460.5648 | 3.6986 | 460.5648 | 7.3043
| 464.23 | 0.88449 | 460.7825 | 2.6953 | 460.7825 | 0.44754 | 463.6233 | 1.8562 | 460.7825 | 2.0458 | 460.7825 | 5.3828 | 460.7825 | 3.6792 | 460.7825 | 7.2903
| 464.4516 | 0.85763 | 461.0002 | 2.6997 | 461.0002 | 0.44943 | 463.845 | 1.8385 | 461.0002 | 2.0083 | 461.0002 | 5.2637 | 461.0002 | 3.6076 | 461.0002 | 7.1462
| 464.6732 | 0.85264 | 461.218 | 2.6454 | 461.218 | 0.45709 | 464.0668 | 1.8129 | 461.218 | 1.9813 | 461.218 | 5.1701 | 461.218 | 3.585 | 461.218 | 6.9385
| 464.8948 | 0.81972 | 461.4357 | 2.5832 | 461.4357 | 0.45627 | 464.2886 | 1.7898 | 461.4357 | 1.9467 | 461.4357 | 5.0526 | 461.4357 | 3.454 | 461.4357 | 6.9413
| 465.1165 | 0.80977 | 461.6534 | 2.621 | 461.6534 | 0.4511 | 464.5104 | 1.7721 | 461.6534 | 1.9226 | 461.6534 | 4.9567 | 461.6534 | 3.4597 | 461.6534 | 6.7631
| 465.3381 | 0.8075 | 461.8712 | 2.5764 | 461.8712 | 0.45 | 464.7321 | 1.7703 | 461.8712 | 1.8619 | 461.8712 | 4.7462 | 461.8712 | 3.3474 | 461.8712 | 6.5226
| 465.5598 | 0.81293 | 462.089 | 2.5501 | 462.089 | 0.45387 | 464.954 | 1.6977 | 462.089 | 1.822 | 462.089 | 4.6383 | 462.089 | 3.2583 | 462.089 | 6.4638
| 465.7814 | 0.8148 | 462.3067 | 2.5127 | 462.3067 | 0.4516 | 465.1758 | 1.703 | 462.3067 | 1.7979 | 462.3067 | 4.5473 | 462.3067 | 3.2035 | 462.3067 | 6.3623
| 466.0031 | 0.80504 | 462.5245 | 2.5581 | 462.5245 | 0.44997 | 465.3976 | 1.6765 | 462.5245 | 1.7587 | 462.5245 | 4.4689 | 462.5245 | 3.1413 | 462.5245 | 6.1917
| 466.2248 | 0.79891 | 462.7423 | 2.4771 | 462.7423 | 0.45299 | 465.6195 | 1.6888 | 462.7423 | 1.7368 | 462.7423 | 4.3453 | 462.7423 | 3.0945 | 462.7423 | 6.199
| 466.4465 | 0.77876 | 462.9601 | 2.418 | 462.9601 | 0.45416 | 465.8413 | 1.6729 | 462.9601 | 1.6992 | 462.9601 | 4.2488 | 462.9601 | 3.0393 | 462.9601 | 6.0433
| 466.6682 | 0.79612 | 463.1779 | 2.4387 | 463.178 | 0.4477 | 466.0632 | 1.6676 | 463.1779 | 1.6774 | 463.1779 | 4.1869 | 463.178 | 2.9918 | 463.1779 | 5.9241
| 466.89 | 0.77858 | 463.3958 | 2.4334 | 463.3958 | 0.45104 | 466.2851 | 1.6552 | 463.3958 | 1.6413 | 463.3958 | 4.1012 | 463.3958 | 2.9225 | 463.3958 | 5.8744
| 467.1117 | 0.76845 | 463.6136 | 2.4171 | 463.6136 | 0.4517 | 466.507 | 1.6446 | 463.6136 | 1.6197 | 463.6136 | 4.0142 | 463.6136 | 2.8171 | 463.6136 | 5.8092
| 467.3335 | 0.75964 | 463.8315 | 2.3824 | 463.8315 | 0.45063 | 466.729 | 1.5985 | 463.8315 | 1.5842 | 463.8315 | 3.9437 | 463.8315 | 2.8021 | 463.8315 | 5.5886
| 467.5553 | 0.76474 | 464.0493 | 2.3705 | 464.0494 | 0.44423 | 466.9509 | 1.5994 | 464.0493 | 1.5625 | 464.0493 | 3.8654 | 464.0494 | 2.7559 | 464.0493 | 5.5321
| 467.777 | 0.75858 | 464.2672 | 2.3295 | 464.2672 | 0.45019 | 467.1728 | 1.572 | 464.2672 | 1.5273 | 464.2672 | 3.7358 | 464.2672 | 2.6531 | 464.2672 | 5.3887
| 467.9988 | 0.75208 | 464.4851 | 2.313 | 464.4851 | 0.45472 | 467.3948 | 1.564 | 464.4851 | 1.5094 | 464.4851 | 3.7027 | 464.4851 | 2.6237 | 464.4851 | 5.3863
| 468.2206 | 0.73252 | 464.703 | 2.3063 | 464.703 | 0.44263 | 467.6168 | 1.5454 | 464.703 | 1.4722 | 464.703 | 3.5914 | 464.703 | 2.556 | 464.703 | 5.2392
| 468.4425 | 0.7447 | 464.9209 | 2.2729 | 464.9209 | 0.4477 | 467.8388 | 1.5516 | 464.9209 | 1.4535 | 464.9209 | 3.5557 | 464.9209 | 2.4816 | 464.9209 | 5.1612
| 468.6643 | 0.74103 | 465.1389 | 2.2583 | 465.1388 | 0.44373 | 468.0608 | 1.556 | 465.1389 | 1.4222 | 465.1389 | 3.4688 | 465.1388 | 2.4376 | 465.1389 | 5.0399
| 468.8862 | 0.73971 | 465.3568 | 2.2234 | 465.3568 | 0.44458 | 468.2828 | 1.5631 | 465.3568 | 1.4023 | 465.3568 | 3.3899 | 465.3568 | 2.3808 | 465.3568 | 4.9894
| 469.108 | 0.73182 | 465.5747 | 2.1993 | 465.5747 | 0.44581 | 468.5048 | 1.5507 | 465.5747 | 1.3758 | 465.5747 | 3.346 | 465.5747 | 2.2882 | 465.5747 | 4.8378
| 469.3299 | 0.73729 | 465.7927 | 2.1186 | 465.7927 | 0.43951 | 468.7269 | 1.5507 | 465.7927 | 1.3652 | 465.7927 | 3.2927 | 465.7927 | 2.2766 | 465.7927 | 4.7615
| 469.5518 | 0.73714 | 466.0107 | 2.1576 | 466.0107 | 0.43563 | 468.949 | 1.5153 | 466.0107 | 1.3302 | 466.0107 | 3.2552 | 466.0107 | 2.2061 | 466.0107 | 4.6358
| 469.7737 | 0.73425 | 466.2287 | 2.1015 | 466.2287 | 0.44332 | 469.171 | 1.4896 | 466.2287 | 1.3126 | 466.2287 | 3.1744 | 466.2287 | 2.1708 | 466.2287 | 4.5417
| 469.9956 | 0.70184 | 466.4467 | 2.0749 | 466.4467 | 0.43897 | 469.3931 | 1.4595 | 466.4467 | 1.2828 | 466.4467 | 3.1257 | 466.4467 | 2.1141 | 466.4467 | 4.4486
| 470.2176 | 0.73149 | 466.6646 | 2.089 | 466.6646 | 0.44007 | 469.6152 | 1.4462 | 466.6646 | 1.275 | 466.6646 | 3.055 | 466.6646 | 2.0682 | 466.6646 | 4.4052
| 470.4395 | 0.72221 | 466.8827 | 2.0598 | 466.8827 | 0.43982 | 469.8373 | 1.4391 | 466.8827 | 1.246 | 466.8827 | 3.013 | 466.8827 | 2.0094 | 466.8827 | 4.2726
| 470.6615 | 0.7312 | 467.1007 | 2.0382 | 467.1007 | 0.44074 | 470.0595 | 1.448 | 467.1007 | 1.2384 | 467.1007 | 2.9707 | 467.1007 | 1.9536 | 467.1007 | 4.221
| 470.8834 | 0.71678 | 467.3187 | 1.9863 | 467.3187 | 0.4373 | 470.2816 | 1.4241 | 467.3187 | 1.2154 | 467.3187 | 2.9238 | 467.3187 | 1.9217 | 467.3187 | 4.1276
| 471.1054 | 0.73777 | 467.5368 | 1.9897 | 467.5368 | 0.44669 | 470.5038 | 1.4285 | 467.5368 | 1.2093 | 467.5368 | 2.9086 | 467.5368 | 1.9047 | 467.5368 | 4.0285
| 471.3274 | 0.72555 | 467.7549 | 1.9789 | 467.7548 | 0.44357 | 470.7259 | 1.4054 | 467.7549 | 1.1832 | 467.7549 | 2.845 | 467.7548 | 1.8423 | 467.7549 | 3.9451
| 471.5494 | 0.72753 | 467.9729 | 1.9421 | 467.9729 | 0.44118 | 470.9481 | 1.409 | 467.9729 | 1.1824 | 467.9729 | 2.8074 | 467.9729 | 1.8244 | 467.9729 | 3.9175
| 471.7715 | 0.70555 | 468.191 | 1.873 | 468.191 | 0.4385 | 471.1703 | 1.3745 | 468.191 | 1.1588 | 468.191 | 2.7899 | 468.191 | 1.7701 | 468.191 | 3.8364
| 471.9935 | 0.70698 | 468.4091 | 1.9343 | 468.4091 | 0.44247 | 471.3925 | 1.3691 | 468.4091 | 1.1546 | 468.4091 | 2.7705 | 468.4091 | 1.7676 | 468.4091 | 3.7521
| 472.2155 | 0.70279 | 468.6272 | 1.8966 | 468.6272 | 0.43793 | 471.6148 | 1.3444 | 468.6272 | 1.1359 | 468.6272 | 2.7112 | 468.6272 | 1.708 | 468.6272 | 3.7228
| 472.4376 | 0.69476 | 468.8453 | 1.9254 | 468.8453 | 0.44467 | 471.837 | 1.3435 | 468.8453 | 1.1305 | 468.8453 | 2.6951 | 468.8453 | 1.6891 | 468.8453 | 3.6666
| 472.6597 | 0.68008 | 469.0634 | 1.8386 | 469.0634 | 0.44552 | 472.0593 | 1.3391 | 469.0634 | 1.1117 | 469.0634 | 2.6318 | 469.0634 | 1.6726 | 469.0634 | 3.5115
| 472.8818 | 0.68731 | 469.2816 | 1.8427 | 469.2816 | 0.4436 | 472.2815 | 1.3417 | 469.2816 | 1.1107 | 469.2816 | 2.6259 | 469.2816 | 1.6466 | 469.2816 | 3.4709
| 473.1039 | 0.68463 | 469.4997 | 1.7937 | 469.4997 | 0.44263 | 472.5038 | 1.3479 | 469.4997 | 1.0926 | 469.4997 | 2.596 | 469.4997 | 1.5871 | 469.4997 | 3.3673
| 473.326 | 0.68426 | 469.7179 | 1.7893 | 469.7179 | 0.4488 | 472.7261 | 1.3576 | 469.7179 | 1.0907 | 469.7179 | 2.5731 | 469.7179 | 1.5875 | 469.7179 | 3.402
| 473.5481 | 0.66848 | 469.9361 | 1.7972 | 469.9361 | 0.44877 | 472.9484 | 1.3426 | 469.9361 | 1.0736 | 469.9361 | 2.5206 | 469.9361 | 1.5437 | 469.9361 | 3.3241
| 473.7703 | 0.66712 | 470.1543 | 1.7763 | 470.1543 | 0.45661 | 473.1707 | 1.3506 | 470.1543 | 1.0789 | 470.1543 | 2.5004 | 470.1543 | 1.5319 | 470.1543 | 3.2557
| 473.9924 | 0.65619 | 470.3725 | 1.7717 | 470.3725 | 0.44994 | 473.3931 | 1.3506 | 470.3725 | 1.0631 | 470.3725 | 2.4965 | 470.3725 | 1.4759 | 470.3725 | 3.1725
| 474.2146 | 0.66074 | 470.5907 | 1.7536 | 470.5907 | 0.45696 | 473.6154 | 1.3585 | 470.5907 | 1.0584 | 470.5907 | 2.4793 | 470.5907 | 1.5148 | 470.5907 | 3.1473
| 474.4368 | 0.63318 | 470.8089 | 1.7128 | 470.8089 | 0.45422 | 473.8378 | 1.3523 | 470.8089 | 1.047 | 470.8089 | 2.4169 | 470.8089 | 1.4729 | 470.8089 | 3.0847
| 474.659 | 0.65046 | 471.0271 | 1.7395 | 471.0271 | 0.45769 | 474.0601 | 1.3435 | 471.0271 | 1.0499 | 471.0271 | 2.409 | 471.0271 | 1.4869 | 471.0271 | 3.0568
| 474.8812 | 0.64793 | 471.2454 | 1.6973 | 471.2454 | 0.45444 | 474.2825 | 1.3426 | 471.2454 | 1.0374 | 471.2454 | 2.3682 | 471.2454 | 1.4207 | 471.2454 | 2.9662
| 475.1034 | 0.65039 | 471.4636 | 1.6581 | 471.4636 | 0.4608 | 474.5049 | 1.3461 | 471.4636 | 1.0368 | 471.4636 | 2.359 | 471.4636 | 1.427 | 471.4636 | 2.9017
| 475.3256 | 0.63699 | 471.6819 | 1.6474 | 471.6818 | 0.45769 | 474.7274 | 1.3346 | 471.6819 | 1.0267 | 471.6819 | 2.3073 | 471.6818 | 1.3922 | 471.6819 | 2.9027
| 475.5479 | 0.64452 | 471.9001 | 1.6487 | 471.9001 | 0.46219 | 474.9498 | 1.3355 | 471.9001 | 1.0309 | 471.9001 | 2.2785 | 471.9001 | 1.3941 | 471.9001 | 2.8705
| 475.7701 | 0.63802 | 472.1184 | 1.5919 | 472.1184 | 0.45737 | 475.1722 | 1.324 | 472.1184 | 1.0155 | 472.1184 | 2.2835 | 472.1184 | 1.3768 | 472.1184 | 2.8215
| 475.9924 | 0.64231 | 472.3367 | 1.6114 | 472.3367 | 0.46553 | 475.3947 | 1.3187 | 472.3367 | 1.0198 | 472.3367 | 2.2593 | 472.3367 | 1.3708 | 472.3367 | 2.7094
| 476.2147 | 0.63347 | 472.555 | 1.601 | 472.555 | 0.46024 | 475.6172 | 1.3081 | 472.555 | 1.008 | 472.555 | 2.2322 | 472.555 | 1.3679 | 472.555 | 2.7039
| 476.437 | 0.63648 | 472.7733 | 1.6078 | 472.7733 | 0.4626 | 475.8396 | 1.3319 | 472.7733 | 1.0095 | 472.7733 | 2.1853 | 472.7733 | 1.3429 | 472.7733 | 2.632
| 476.6593 | 0.61952 | 472.9917 | 1.5899 | 472.9917 | 0.46695 | 476.0621 | 1.324 | 472.9917 | 0.99802 | 472.9917 | 2.1805 | 472.9917 | 1.2861 | 472.9917 | 2.5884
| 476.8816 | 0.61692 | 473.21 | 1.5739 | 473.21 | 0.46433 | 476.2846 | 1.3302 | 473.21 | 0.99798 | 473.21 | 2.134 | 473.21 | 1.3244 | 473.21 | 2.5897
| 477.104 | 0.60059 | 473.4284 | 1.556 | 473.4284 | 0.4637 | 476.5072 | 1.3222 | 473.4284 | 0.99028 | 473.4284 | 2.1016 | 473.4284 | 1.2784 | 473.4284 | 2.508
| 477.3263 | 0.61736 | 473.6468 | 1.5692 | 473.6468 | 0.46496 | 476.7297 | 1.3275 | 473.6468 | 0.99459 | 473.6468 | 2.0897 | 473.6468 | 1.3003 | 473.6468 | 2.4616
| 477.5487 | 0.60976 | 473.8651 | 1.5431 | 473.8651 | 0.46471 | 476.9523 | 1.3222 | 473.8651 | 0.98391 | 473.8651 | 2.0456 | 473.8651 | 1.2831 | 473.8651 | 2.4641
| 477.7711 | 0.6145 | 474.0835 | 1.546 | 474.0835 | 0.46915 | 477.1748 | 1.3364 | 474.0835 | 0.98979 | 474.0835 | 2.0184 | 474.0835 | 1.2721 | 474.0835 | 2.501
| 477.9934 | 0.6091 | 474.3019 | 1.5068 | 474.3019 | 0.46188 | 477.3974 | 1.3382 | 474.3019 | 0.97339 | 474.3019 | 1.9919 | 474.3019 | 1.2539 | 474.3019 | 2.4192
| 478.2158 | 0.60708 | 474.5203 | 1.5045 | 474.5203 | 0.46925 | 477.62 | 1.3532 | 474.5203 | 0.98012 | 474.5203 | 1.9685 | 474.5203 | 1.2804 | 474.5203 | 2.3796
| 478.4383 | 0.61842 | 474.7387 | 1.535 | 474.7387 | 0.46449 | 477.8426 | 1.3479 | 474.7387 | 0.97126 | 474.7387 | 1.9606 | 474.7387 | 1.2116 | 474.7387 | 2.3621
| 478.6607 | 0.6156 | 474.9572 | 1.4979 | 474.9572 | 0.46733 | 478.0652 | 1.3532 | 474.9572 | 0.97669 | 474.9572 | 1.9111 | 474.9572 | 1.2679 | 474.9572 | 2.335
| 478.8831 | 0.61424 | 475.1756 | 1.4816 | 475.1756 | 0.46742 | 478.2879 | 1.3629 | 475.1756 | 0.96814 | 475.1756 | 1.8627 | 475.1756 | 1.235 | 475.1756 | 2.2541
| 479.1056 | 0.61662 | 475.3941 | 1.4994 | 475.3941 | 0.46855 | 478.5105 | 1.3807 | 475.3941 | 0.97508 | 475.3941 | 1.8595 | 475.3941 | 1.2324 | 475.3941 | 2.278
| 479.3281 | 0.58807 | 475.6125 | 1.4587 | 475.6125 | 0.46191 | 478.7332 | 1.3869 | 475.6125 | 0.96687 | 475.6125 | 1.823 | 475.6125 | 1.2011 | 475.6125 | 2.2619
| 479.5505 | 0.59772 | 475.831 | 1.5083 | 475.831 | 0.46843 | 478.9559 | 1.3966 | 475.831 | 0.97627 | 475.831 | 1.8032 | 475.831 | 1.209 | 475.831 | 2.234
| 479.7731 | 0.5862 | 476.0495 | 1.4921 | 476.0495 | 0.47007 | 479.1785 | 1.3904 | 476.0495 | 0.96345 | 476.0495 | 1.7885 | 476.0495 | 1.1819 | 476.0495 | 2.172
| 479.9955 | 0.59035 | 476.268 | 1.5028 | 476.268 | 0.46985 | 479.4013 | 1.4037 | 476.268 | 0.97646 | 476.268 | 1.7748 | 476.268 | 1.2035 | 476.268 | 2.1795
| 480.2181 | 0.57288 | 476.4865 | 1.4856 | 476.4865 | 0.46837 | 479.624 | 1.4046 | 476.4865 | 0.96517 | 476.4865 | 1.7297 | 476.4865 | 1.1774 | 476.4865 | 2.2004
| 480.4406 | 0.59695 | 476.705 | 1.4737 | 476.705 | 0.47136 | 479.8467 | 1.4126 | 476.705 | 0.97551 | 476.705 | 1.7268 | 476.705 | 1.1699 | 476.705 | 2.1431
| 480.6632 | 0.59126 | 476.9236 | 1.4739 | 476.9235 | 0.46336 | 480.0695 | 1.4214 | 476.9236 | 0.96795 | 476.9236 | 1.7017 | 476.9235 | 1.1659 | 476.9236 | 2.1208
| 480.8857 | 0.60389 | 477.1421 | 1.5177 | 477.1421 | 0.47007 | 480.2922 | 1.4303 | 477.1421 | 0.97471 | 477.1421 | 1.6644 | 477.1421 | 1.156 | 477.1421 | 2.126
| 481.1083 | 0.59897 | 477.3607 | 1.4985 | 477.3607 | 0.46597 | 480.515 | 1.4338 | 477.3607 | 0.96918 | 477.3607 | 1.6464 | 477.3607 | 1.1562 | 477.3607 | 2.0649
| 481.3309 | 0.59626 | 477.5792 | 1.5093 | 477.5792 | 0.46862 | 480.7378 | 1.4426 | 477.5792 | 0.97596 | 477.5792 | 1.6359 | 477.5792 | 1.147 | 477.5792 | 2.0612
| 481.5535 | 0.58249 | 477.7978 | 1.5018 | 477.7978 | 0.47265 | 480.9606 | 1.4435 | 477.7978 | 0.96606 | 477.7978 | 1.6075 | 477.7978 | 1.1645 | 477.7978 | 2.0434
| 481.7761 | 0.59743 | 478.0164 | 1.4925 | 478.0164 | 0.47246 | 481.1834 | 1.4426 | 478.0164 | 0.97467 | 478.0164 | 1.6026 | 478.0164 | 1.1568 | 478.0164 | 2.06
| 481.9987 | 0.58657 | 478.235 | 1.4844 | 478.235 | 0.47533 | 481.4062 | 1.4338 | 478.235 | 0.96628 | 478.235 | 1.5506 | 478.235 | 1.1138 | 478.235 | 1.9642
| 482.2213 | 0.58752 | 478.4536 | 1.5086 | 478.4536 | 0.47489 | 481.629 | 1.4391 | 478.4536 | 0.97458 | 478.4536 | 1.5502 | 478.4536 | 1.1207 | 478.4536 | 1.9874
| 482.444 | 0.56642 | 478.6722 | 1.4775 | 478.6722 | 0.47136 | 481.8519 | 1.4426 | 478.6722 | 0.96451 | 478.6722 | 1.5334 | 478.6722 | 1.1316 | 478.6722 | 1.9249
| 482.6667 | 0.58649 | 478.8909 | 1.4792 | 478.8909 | 0.47145 | 482.0747 | 1.4489 | 478.8909 | 0.97526 | 478.8909 | 1.5125 | 478.8909 | 1.1322 | 478.8909 | 1.9958
| 482.8893 | 0.5815 | 479.1095 | 1.4676 | 479.1095 | 0.47315 | 482.2976 | 1.4577 | 479.1095 | 0.96531 | 479.1095 | 1.4931 | 479.1095 | 1.1043 | 479.1095 | 1.9051
| 483.112 | 0.58429 | 479.3282 | 1.5301 | 479.3282 | 0.46707 | 482.5205 | 1.4613 | 479.3282 | 0.97838 | 479.3282 | 1.4801 | 479.3282 | 1.1352 | 479.3282 | 1.926
| 483.3347 | 0.58301 | 479.5468 | 1.4782 | 479.5468 | 0.47095 | 482.7434 | 1.4666 | 479.5468 | 0.96902 | 479.5468 | 1.4536 | 479.5468 | 1.1033 | 479.5468 | 1.8823
| 483.5575 | 0.58334 | 479.7655 | 1.502 | 479.7655 | 0.47719 | 482.9663 | 1.4745 | 479.7655 | 0.98265 | 479.7655 | 1.4427 | 479.7655 | 1.0975 | 479.7655 | 1.9025
| 483.7802 | 0.58715 | 479.9842 | 1.4882 | 479.9842 | 0.47848 | 483.1893 | 1.4772 | 479.9842 | 0.98259 | 479.9842 | 1.4473 | 479.9842 | 1.0991 | 479.9842 | 1.9079
| 484.0029 | 0.58829 | 480.2029 | 1.5046 | 480.2029 | 0.47983 | 483.4122 | 1.4843 | 480.2029 | 0.99739 | 480.2029 | 1.4274 | 480.2029 | 1.115 | 480.2029 | 1.9324
| 484.2257 | 0.58308 | 480.4216 | 1.5229 | 480.4216 | 0.48135 | 483.6352 | 1.4887 | 480.4216 | 0.99847 | 480.4216 | 1.4226 | 480.4216 | 1.0832 | 480.4216 | 1.8854
| 484.4484 | 0.58605 | 480.6403 | 1.539 | 480.6403 | 0.48661 | 483.8582 | 1.4958 | 480.6403 | 1.0198 | 480.6403 | 1.4063 | 480.6403 | 1.124 | 480.6403 | 1.8959
| 484.6712 | 0.59046 | 480.8591 | 1.5522 | 480.8591 | 0.48667 | 484.0811 | 1.4976 | 480.8591 | 1.0176 | 480.8591 | 1.427 | 480.8591 | 1.1147 | 480.8591 | 1.8487
| 484.894 | 0.59684 | 481.0778 | 1.6231 | 481.0778 | 0.49518 | 484.3041 | 1.5046 | 481.0778 | 1.0402 | 481.0778 | 1.4167 | 481.0778 | 1.1386 | 481.0778 | 1.8686
| 485.1168 | 0.5887 | 481.2966 | 1.5926 | 481.2966 | 0.497 | 484.5272 | 1.5055 | 481.2966 | 1.0443 | 481.2966 | 1.4314 | 481.2966 | 1.106 | 481.2966 | 1.8814
| 485.3397 | 0.59545 | 481.5153 | 1.6142 | 481.5153 | 0.5051 | 484.7502 | 1.5126 | 481.5153 | 1.0674 | 481.5153 | 1.4256 | 481.5153 | 1.1495 | 481.5153 | 1.9386
| 485.5625 | 0.59493 | 481.7341 | 1.6163 | 481.7341 | 0.51178 | 484.9732 | 1.5188 | 481.7341 | 1.0755 | 481.7341 | 1.4126 | 481.7341 | 1.1111 | 481.7341 | 1.8939
| 485.7853 | 0.60282 | 481.9529 | 1.6646 | 481.9529 | 0.51852 | 485.1963 | 1.5268 | 481.9529 | 1.098 | 481.9529 | 1.4496 | 481.9529 | 1.1759 | 481.9529 | 1.9058
| 486.0082 | 0.59787 | 482.1717 | 1.6655 | 482.1717 | 0.52079 | 485.4193 | 1.5303 | 482.1717 | 1.1084 | 482.1717 | 1.4344 | 482.1717 | 1.1528 | 482.1717 | 1.9186
| 486.2311 | 0.60304 | 482.3905 | 1.7042 | 482.3905 | 0.52917 | 485.6424 | 1.525 | 482.3905 | 1.1297 | 482.3905 | 1.4467 | 482.3905 | 1.1635 | 482.3905 | 1.9257
| 486.454 | 0.6102 | 482.6093 | 1.6745 | 482.6093 | 0.5315 | 485.8655 | 1.5233 | 482.6093 | 1.1392 | 482.6093 | 1.4489 | 482.6093 | 1.1665 | 482.6093 | 1.923
| 486.6769 | 0.61901 | 482.8282 | 1.7333 | 482.8282 | 0.5321 | 486.0886 | 1.5365 | 482.8282 | 1.1557 | 482.8282 | 1.4447 | 482.8282 | 1.1924 | 482.8282 | 1.937
| 486.8998 | 0.61079 | 483.047 | 1.7736 | 483.047 | 0.5338 | 486.3118 | 1.5445 | 483.047 | 1.1543 | 483.047 | 1.4172 | 483.047 | 1.1778 | 483.047 | 1.9001
| 487.1227 | 0.61611 | 483.2659 | 1.7733 | 483.2659 | 0.53825 | 486.5349 | 1.5489 | 483.2659 | 1.1706 | 483.2659 | 1.4164 | 483.2659 | 1.1925 | 483.2659 | 1.9159
| 487.3456 | 0.61813 | 483.4847 | 1.7781 | 483.4847 | 0.54029 | 486.758 | 1.5463 | 483.4847 | 1.1735 | 483.4847 | 1.4377 | 483.4847 | 1.1915 | 483.4847 | 1.8869
| 487.5686 | 0.62576 | 483.7036 | 1.77 | 483.7036 | 0.54493 | 486.9812 | 1.5471 | 483.7036 | 1.1928 | 483.7036 | 1.4354 | 483.7036 | 1.2035 | 483.7036 | 1.9174
| 487.7915 | 0.62576 | 483.9225 | 1.7788 | 483.9225 | 0.54212 | 487.2044 | 1.5507 | 483.9225 | 1.1937 | 483.9225 | 1.4037 | 483.9225 | 1.1682 | 483.9225 | 1.8743
| 488.0145 | 0.64029 | 484.1414 | 1.7854 | 484.1414 | 0.54464 | 487.4276 | 1.5516 | 484.1414 | 1.2092 | 484.1414 | 1.3962 | 484.1414 | 1.201 | 484.1414 | 1.8765
| 488.2375 | 0.63321 | 484.3603 | 1.8018 | 484.3603 | 0.55082 | 487.6508 | 1.5516 | 484.3603 | 1.2036 | 484.3603 | 1.4011 | 484.3603 | 1.2008 | 484.3603 | 1.8721
| 488.4605 | 0.64198 | 484.5792 | 1.8043 | 484.5792 | 0.54458 | 487.874 | 1.5569 | 484.5792 | 1.2157 | 484.5792 | 1.3954 | 484.5792 | 1.1967 | 484.5792 | 1.9066
| 488.6835 | 0.64547 | 484.7982 | 1.8007 | 484.7982 | 0.54631 | 488.0972 | 1.5595 | 484.7982 | 1.2122 | 484.7982 | 1.3932 | 484.7982 | 1.1715 | 484.7982 | 1.8915
| 488.9065 | 0.66169 | 485.0171 | 1.7948 | 485.0171 | 0.54707 | 488.3204 | 1.5578 | 485.0171 | 1.2222 | 485.0171 | 1.366 | 485.0171 | 1.202 | 485.0171 | 1.8285
| 489.1296 | 0.66 | 485.2361 | 1.7666 | 485.2361 | 0.54505 | 488.5437 | 1.5622 | 485.2361 | 1.2248 | 485.2361 | 1.3574 | 485.2361 | 1.1629 | 485.2361 | 1.8277
| 489.3526 | 0.66775 | 485.455 | 1.8468 | 485.4551 | 0.54433 | 488.767 | 1.5658 | 485.455 | 1.2407 | 485.455 | 1.3882 | 485.4551 | 1.2121 | 485.455 | 1.8315
| 489.5757 | 0.66995 | 485.674 | 1.7593 | 485.674 | 0.54196 | 488.9903 | 1.564 | 485.674 | 1.2365 | 485.674 | 1.3544 | 485.674 | 1.1488 | 485.674 | 1.8831
| 489.7988 | 0.66716 | 485.893 | 1.8036 | 485.893 | 0.54411 | 489.2135 | 1.5684 | 485.893 | 1.2484 | 485.893 | 1.3624 | 485.893 | 1.1935 | 485.893 | 1.813
| 490.0219 | 0.684 | 486.112 | 1.801 | 486.112 | 0.53658 | 489.4368 | 1.5835 | 486.112 | 1.2429 | 486.112 | 1.3371 | 486.112 | 1.1975 | 486.112 | 1.8074
| 490.245 | 0.68643 | 486.331 | 1.8284 | 486.331 | 0.54354 | 489.6602 | 1.5958 | 486.331 | 1.2588 | 486.331 | 1.364 | 486.331 | 1.2173 | 486.331 | 1.8482
| 490.4681 | 0.69193 | 486.55 | 1.8331 | 486.55 | 0.53768 | 489.8835 | 1.6127 | 486.55 | 1.2541 | 486.55 | 1.3246 | 486.55 | 1.1663 | 486.55 | 1.8234
| 490.6912 | 0.68063 | 486.7691 | 1.7982 | 486.7691 | 0.53456 | 490.1069 | 1.6295 | 486.7691 | 1.2627 | 486.7691 | 1.3387 | 486.7691 | 1.2098 | 486.7691 | 1.8417
| 490.9144 | 0.70452 | 486.9881 | 1.813 | 486.9881 | 0.5361 | 490.3302 | 1.6578 | 486.9881 | 1.2629 | 486.9881 | 1.3185 | 486.9881 | 1.206 | 486.9881 | 1.7919
| 491.1375 | 0.71857 | 487.2072 | 1.8284 | 487.2072 | 0.53453 | 490.5536 | 1.688 | 487.2072 | 1.271 | 487.2072 | 1.2985 | 487.2072 | 1.2003 | 487.2072 | 1.7821
| 491.3607 | 0.71314 | 487.4262 | 1.8085 | 487.4262 | 0.52479 | 490.777 | 1.7065 | 487.4262 | 1.2644 | 487.4262 | 1.2909 | 487.4262 | 1.2024 | 487.4262 | 1.7611
| 491.5839 | 0.72654 | 487.6453 | 1.7761 | 487.6453 | 0.52045 | 491.0004 | 1.7269 | 487.6453 | 1.2721 | 487.6453 | 1.2803 | 487.6453 | 1.1748 | 487.6453 | 1.7413
| 491.8071 | 0.73432 | 487.8644 | 1.7898 | 487.8644 | 0.51544 | 491.2238 | 1.7526 | 487.8644 | 1.2659 | 487.8644 | 1.2856 | 487.8644 | 1.189 | 487.8644 | 1.7276
| 492.0303 | 0.74151 | 488.0835 | 1.8325 | 488.0835 | 0.51884 | 491.4472 | 1.7739 | 488.0835 | 1.2761 | 488.0835 | 1.2662 | 488.0835 | 1.191 | 488.0835 | 1.7265
| 492.2535 | 0.7407 | 488.3026 | 1.7619 | 488.3026 | 0.51386 | 491.6707 | 1.8093 | 488.3026 | 1.2667 | 488.3026 | 1.264 | 488.3026 | 1.1725 | 488.3026 | 1.7008
| 492.4767 | 0.75755 | 488.5217 | 1.7926 | 488.5217 | 0.50882 | 491.8941 | 1.835 | 488.5217 | 1.2749 | 488.5217 | 1.26 | 488.5217 | 1.2117 | 488.5217 | 1.7051
| 492.7 | 0.75498 | 488.7409 | 1.774 | 488.7409 | 0.50406 | 492.1176 | 1.8651 | 488.7409 | 1.2698 | 488.7409 | 1.232 | 488.7409 | 1.1875 | 488.7409 | 1.6718
| 492.9232 | 0.77704 | 488.96 | 1.7447 | 488.96 | 0.4989 | 492.3411 | 1.8739 | 488.96 | 1.2769 | 488.96 | 1.2279 | 488.96 | 1.1804 | 488.96 | 1.6968
| 493.1465 | 0.77542 | 489.1792 | 1.7545 | 489.1792 | 0.49965 | 492.5646 | 1.8899 | 489.1792 | 1.2678 | 489.1792 | 1.2025 | 489.1792 | 1.2038 | 489.1792 | 1.6536
| 493.3698 | 0.77869 | 489.3983 | 1.794 | 489.3983 | 0.49206 | 492.7881 | 1.9111 | 489.3983 | 1.2803 | 489.3983 | 1.2135 | 489.3983 | 1.1997 | 489.3983 | 1.7033
| 493.5931 | 0.78812 | 489.6175 | 1.7861 | 489.6175 | 0.4931 | 493.0116 | 1.9271 | 489.6175 | 1.2836 | 489.6175 | 1.2053 | 489.6175 | 1.2094 | 489.6175 | 1.6623
| 493.8164 | 0.78471 | 489.8367 | 1.7704 | 489.8367 | 0.4908 | 493.2351 | 1.9298 | 489.8367 | 1.2994 | 489.8367 | 1.2102 | 489.8367 | 1.2593 | 489.8367 | 1.6711
| 494.0397 | 0.80269 | 490.0559 | 1.8012 | 490.0559 | 0.49417 | 493.4587 | 1.9262 | 490.0559 | 1.3016 | 490.0559 | 1.2267 | 490.0559 | 1.2111 | 490.0559 | 1.6844
| 494.263 | 0.81575 | 490.2751 | 1.7963 | 490.2751 | 0.50038 | 493.6823 | 1.9386 | 490.2751 | 1.3262 | 490.2751 | 1.2333 | 490.2751 | 1.2539 | 490.2751 | 1.7196
| 494.4864 | 0.8355 | 490.4944 | 1.8158 | 490.4943 | 0.50135 | 493.9058 | 1.9669 | 490.4944 | 1.3359 | 490.4944 | 1.2377 | 490.4943 | 1.2804 | 490.4944 | 1.7402
| 494.7097 | 0.84834 | 490.7136 | 1.8711 | 490.7136 | 0.50479 | 494.1294 | 1.9793 | 490.7136 | 1.3648 | 490.7136 | 1.2377 | 490.7136 | 1.2771 | 490.7136 | 1.7612
| 494.9331 | 0.83517 | 490.9328 | 1.9102 | 490.9328 | 0.50523 | 494.353 | 1.9917 | 490.9328 | 1.3817 | 490.9328 | 1.2536 | 490.9328 | 1.3186 | 490.9328 | 1.7659
| 495.1565 | 0.85084 | 491.1521 | 1.8888 | 491.1521 | 0.50954 | 494.5766 | 1.9891 | 491.1521 | 1.4116 | 491.1521 | 1.2634 | 491.1521 | 1.35 | 491.1521 | 1.8377
| 495.3799 | 0.8602 | 491.3713 | 1.8844 | 491.3713 | 0.51745 | 494.8003 | 1.982 | 491.3713 | 1.4346 | 491.3713 | 1.287 | 491.3713 | 1.3748 | 491.3713 | 1.8417
| 495.6033 | 0.85822 | 491.5906 | 2.0043 | 491.5906 | 0.52864 | 495.0239 | 1.9705 | 491.5906 | 1.4737 | 491.5906 | 1.314 | 491.5906 | 1.4044 | 491.5906 | 1.8997
| 495.8268 | 0.87613 | 491.8099 | 2.0531 | 491.8099 | 0.53295 | 495.2476 | 1.982 | 491.8099 | 1.4966 | 491.8099 | 1.3159 | 491.8099 | 1.4457 | 491.8099 | 1.9323
| 496.0502 | 0.8926 | 492.0292 | 2.0855 | 492.0292 | 0.54634 | 495.4712 | 1.9891 | 492.0292 | 1.5339 | 492.0292 | 1.3499 | 492.0292 | 1.4726 | 492.0292 | 1.9711
| 496.2736 | 0.90442 | 492.2485 | 2.1188 | 492.2485 | 0.54899 | 495.6949 | 2.0086 | 492.2485 | 1.5607 | 492.2485 | 1.3679 | 492.2485 | 1.5379 | 492.2485 | 2.021
| 496.4971 | 0.91727 | 492.4678 | 2.1519 | 492.4678 | 0.55699 | 495.9186 | 2.0192 | 492.4678 | 1.598 | 492.4678 | 1.4037 | 492.4678 | 1.5732 | 492.4678 | 2.0636
| 496.7206 | 0.90457 | 492.6872 | 2.1645 | 492.6872 | 0.55945 | 496.1423 | 2.036 | 492.6872 | 1.6231 | 492.6872 | 1.4169 | 492.6872 | 1.5738 | 492.6872 | 2.0526
| 496.9441 | 0.89403 | 492.9065 | 2.2265 | 492.9065 | 0.56811 | 496.366 | 2.0511 | 492.9065 | 1.6603 | 492.9065 | 1.4548 | 492.9065 | 1.6407 | 492.9065 | 2.1175
| 497.1676 | 0.92916 | 493.1259 | 2.2501 | 493.1259 | 0.57155 | 496.5898 | 2.0741 | 493.1259 | 1.6816 | 493.1259 | 1.4555 | 493.1259 | 1.6372 | 493.1259 | 2.1521
| 497.3911 | 0.92391 | 493.3452 | 2.2555 | 493.3452 | 0.58182 | 496.8135 | 2.0989 | 493.3452 | 1.7195 | 493.3452 | 1.488 | 493.3452 | 1.7054 | 493.3452 | 2.2235
| 497.6146 | 0.9187 | 493.5646 | 2.3307 | 493.5646 | 0.5821 | 497.0373 | 2.1051 | 493.5646 | 1.7351 | 493.5646 | 1.4806 | 493.5646 | 1.7083 | 493.5646 | 2.2947
| 497.8382 | 0.92802 | 493.784 | 2.3969 | 493.784 | 0.59089 | 497.2611 | 2.1095 | 493.784 | 1.7657 | 493.784 | 1.5172 | 493.784 | 1.7546 | 493.784 | 2.3135
| 498.0617 | 0.92842 | 494.0034 | 2.3908 | 494.0034 | 0.59014 | 497.4848 | 2.1219 | 494.0034 | 1.7812 | 494.0034 | 1.5039 | 494.0034 | 1.7826 | 494.0034 | 2.3553
| 498.2853 | 0.9514 | 494.2228 | 2.4468 | 494.2228 | 0.59111 | 497.7087 | 2.1405 | 494.2228 | 1.8091 | 494.2228 | 1.5117 | 494.2228 | 1.8124 | 494.2228 | 2.4053
| 498.5089 | 0.94167 | 494.4422 | 2.4336 | 494.4422 | 0.59121 | 497.9325 | 2.1706 | 494.4422 | 1.8197 | 494.4422 | 1.5518 | 494.4422 | 1.851 | 494.4422 | 2.3989
| 498.7324 | 0.95723 | 494.6617 | 2.4806 | 494.6617 | 0.59007 | 498.1563 | 2.1892 | 494.6617 | 1.8482 | 494.6617 | 1.5803 | 494.6617 | 1.8639 | 494.6617 | 2.4399
| 498.9561 | 0.97459 | 494.8811 | 2.4713 | 494.8811 | 0.59225 | 498.3801 | 2.206 | 494.8811 | 1.8615 | 494.8811 | 1.5671 | 494.8811 | 1.8892 | 494.8811 | 2.4795
| 499.1797 | 0.99312 | 495.1005 | 2.4844 | 495.1005 | 0.60069 | 498.604 | 2.199 | 495.1005 | 1.8878 | 495.1005 | 1.5819 | 495.1005 | 1.9224 | 495.1005 | 2.5242
| 499.4033 | 0.98439 | 495.32 | 2.5435 | 495.32 | 0.5999 | 498.8279 | 2.2025 | 495.32 | 1.9017 | 495.32 | 1.618 | 495.32 | 1.9705 | 495.32 | 2.5632
| 499.6269 | 1.0067 | 495.5395 | 2.5942 | 495.5395 | 0.59801 | 499.0517 | 2.2131 | 495.5395 | 1.9261 | 495.5395 | 1.6204 | 495.5395 | 1.9288 | 495.5395 | 2.6136
| 499.8506 | 1.009 | 495.759 | 2.5865 | 495.759 | 0.6023 | 499.2756 | 2.2406 | 495.759 | 1.9377 | 495.759 | 1.6073 | 495.759 | 1.9765 | 495.759 | 2.6192
| 500.0743 | 1.0296 | 495.9785 | 2.635 | 495.9785 | 0.6017 | 499.4995 | 2.2423 | 495.9785 | 1.9637 | 495.9785 | 1.649 | 495.9785 | 2.0297 | 495.9785 | 2.6757
| 500.298 | 1.0197 | 496.198 | 2.6012 | 496.198 | 0.59552 | 499.7235 | 2.2406 | 496.198 | 1.9771 | 496.198 | 1.6424 | 496.198 | 2.0533 | 496.198 | 2.6665
| 500.5216 | 1.0331 | 496.4175 | 2.6603 | 496.4175 | 0.60466 | 499.9474 | 2.2291 | 496.4175 | 1.9989 | 496.4175 | 1.6693 | 496.4175 | 2.0523 | 496.4175 | 2.7406
| 500.7453 | 1.04 | 496.637 | 2.6483 | 496.637 | 0.59921 | 500.1713 | 2.2565 | 496.637 | 2.0106 | 496.637 | 1.67 | 496.637 | 2.124 | 496.637 | 2.8229
| 500.9691 | 1.0537 | 496.8566 | 2.718 | 496.8566 | 0.60983 | 500.3953 | 2.2494 | 496.8566 | 2.0331 | 496.8566 | 1.6989 | 496.8566 | 2.1629 | 496.8566 | 2.7936
| 501.1928 | 1.0675 | 497.0761 | 2.7141 | 497.0761 | 0.60101 | 500.6193 | 2.2716 | 497.0761 | 2.0415 | 497.0761 | 1.7097 | 497.0761 | 2.1393 | 497.0761 | 2.8518
| 501.4165 | 1.0725 | 497.2957 | 2.7747 | 497.2957 | 0.60428 | 500.8433 | 2.284 | 497.2957 | 2.0683 | 497.2957 | 1.7039 | 497.2957 | 2.2114 | 497.2957 | 2.9202
| 501.6403 | 1.0881 | 497.5152 | 2.7608 | 497.5152 | 0.60513 | 501.0673 | 2.3097 | 497.5152 | 2.077 | 497.5152 | 1.7122 | 497.5152 | 2.2004 | 497.5152 | 2.9492
| 501.8641 | 1.0989 | 497.7348 | 2.8316 | 497.7348 | 0.60422 | 501.2913 | 2.3203 | 497.7348 | 2.1011 | 497.7348 | 1.7476 | 497.7348 | 2.2235 | 497.7348 | 2.991
| 502.0879 | 1.0986 | 497.9544 | 2.776 | 497.9544 | 0.60498 | 501.5153 | 2.346 | 497.9544 | 2.1099 | 497.9544 | 1.7648 | 497.9544 | 2.2635 | 497.9544 | 3.0143
| 502.3116 | 1.1105 | 498.174 | 2.8599 | 498.174 | 0.60586 | 501.7393 | 2.3415 | 498.174 | 2.1346 | 498.174 | 1.7991 | 498.174 | 2.3037 | 498.174 | 3.06
| 502.5355 | 1.103 | 498.3936 | 2.8485 | 498.3936 | 0.60876 | 501.9634 | 2.3477 | 498.3936 | 2.1452 | 498.3936 | 1.7772 | 498.3936 | 2.3287 | 498.3936 | 3.0746
| 502.7593 | 1.1107 | 498.6133 | 2.9023 | 498.6133 | 0.61153 | 502.1875 | 2.3344 | 498.6133 | 2.1765 | 498.6133 | 1.8005 | 498.6133 | 2.3853 | 498.6133 | 3.1481
| 502.9831 | 1.1132 | 498.8329 | 2.8674 | 498.8329 | 0.60866 | 502.4115 | 2.3628 | 498.8329 | 2.186 | 498.8329 | 1.8336 | 498.8329 | 2.4215 | 498.8329 | 3.1785
| 503.207 | 1.1295 | 499.0526 | 2.9175 | 499.0525 | 0.6086 | 502.6356 | 2.3619 | 499.0526 | 2.2119 | 499.0526 | 1.8305 | 499.0525 | 2.4111 | 499.0526 | 3.1741
| 503.4308 | 1.1339 | 499.2722 | 2.9749 | 499.2722 | 0.61036 | 502.8597 | 2.3779 | 499.2722 | 2.2281 | 499.2722 | 1.8461 | 499.2722 | 2.4357 | 499.2722 | 3.2725
| 503.6547 | 1.1546 | 499.4919 | 2.9822 | 499.4919 | 0.61348 | 503.0838 | 2.3858 | 499.4919 | 2.2566 | 499.4919 | 1.8702 | 499.4919 | 2.4954 | 499.4919 | 3.3247
| 503.8786 | 1.1454 | 499.7116 | 3.0358 | 499.7116 | 0.61421 | 503.308 | 2.4522 | 499.7116 | 2.2673 | 499.7116 | 1.8784 | 499.7116 | 2.5307 | 499.7116 | 3.3632
| 504.1025 | 1.1612 | 499.9313 | 3.0881 | 499.9313 | 0.61534 | 503.5321 | 2.4549 | 499.9313 | 2.2962 | 499.9313 | 1.9075 | 499.9313 | 2.557 | 499.9313 | 3.4716
| 504.3264 | 1.1664 | 500.151 | 3.0918 | 500.151 | 0.62022 | 503.7563 | 2.4903 | 500.151 | 2.3134 | 500.151 | 1.9193 | 500.151 | 2.5685 | 500.151 | 3.4414
| 504.5503 | 1.1872 | 500.3707 | 3.0963 | 500.3707 | 0.61657 | 503.9805 | 2.4841 | 500.3707 | 2.3439 | 500.3707 | 1.9383 | 500.3707 | 2.6201 | 500.3707 | 3.5067
| 504.7742 | 1.1877 | 500.5904 | 3.1227 | 500.5904 | 0.61805 | 504.2046 | 2.5036 | 500.5904 | 2.3621 | 500.5904 | 1.9728 | 500.5904 | 2.65 | 500.5904 | 3.5856
| 504.9982 | 1.1907 | 500.8102 | 3.1757 | 500.8102 | 0.62536 | 504.4288 | 2.5107 | 500.8102 | 2.3953 | 500.8102 | 1.9849 | 500.8102 | 2.717 | 500.8102 | 3.6121
| 505.2221 | 1.1926 | 501.0299 | 3.1966 | 501.0299 | 0.61443 | 504.653 | 2.5001 | 501.0299 | 2.4155 | 501.0299 | 2.0296 | 501.0299 | 2.7586 | 501.0299 | 3.7174
| 505.4461 | 1.2123 | 501.2497 | 3.2537 | 501.2497 | 0.63144 | 504.8773 | 2.4939 | 501.2497 | 2.4513 | 501.2497 | 2.0428 | 501.2497 | 2.7453 | 501.2497 | 3.7314
| 505.6701 | 1.2163 | 501.4694 | 3.2634 | 501.4694 | 0.62344 | 505.1015 | 2.5213 | 501.4694 | 2.4742 | 501.4694 | 2.0668 | 501.4694 | 2.8473 | 501.4694 | 3.7595
| 505.8941 | 1.2302 | 501.6892 | 3.3388 | 501.6892 | 0.63541 | 505.3258 | 2.5231 | 501.6892 | 2.5071 | 501.6892 | 2.0774 | 501.6892 | 2.8433 | 501.6892 | 3.922
| 506.1181 | 1.2394 | 501.909 | 3.3038 | 501.909 | 0.6454 | 505.55 | 2.5656 | 501.909 | 2.531 | 501.909 | 2.0994 | 501.909 | 2.926 | 501.909 | 3.9023
| 506.3421 | 1.26 | 502.1288 | 3.3671 | 502.1288 | 0.64288 | 505.7743 | 2.5549 | 502.1288 | 2.5733 | 502.1288 | 2.1468 | 502.1288 | 2.9384 | 502.1288 | 3.9528
| 506.5662 | 1.2664 | 502.3486 | 3.3509 | 502.3486 | 0.64581 | 505.9986 | 2.5913 | 502.3486 | 2.5951 | 502.3486 | 2.1572 | 502.3486 | 2.9948 | 502.3486 | 4.0728
| 506.7902 | 1.2737 | 502.5685 | 3.4549 | 502.5684 | 0.64785 | 506.2229 | 2.6072 | 502.5685 | 2.6234 | 502.5685 | 2.1785 | 502.5684 | 3.0344 | 502.5685 | 4.1575
| 507.0143 | 1.2727 | 502.7883 | 3.4411 | 502.7883 | 0.64291 | 506.4472 | 2.6143 | 502.7883 | 2.626 | 502.7883 | 2.1958 | 502.7883 | 3.0868 | 502.7883 | 4.1556
| 507.2384 | 1.2745 | 503.0081 | 3.447 | 503.0081 | 0.6488 | 506.6715 | 2.5674 | 503.0081 | 2.6513 | 503.0081 | 2.2221 | 503.0081 | 3.0979 | 503.0081 | 4.1826
| 507.4624 | 1.2844 | 503.228 | 3.4668 | 503.228 | 0.64061 | 506.8958 | 2.5789 | 503.228 | 2.6569 | 503.228 | 2.2206 | 503.228 | 3.1332 | 503.228 | 4.236
| 507.6866 | 1.299 | 503.4478 | 3.517 | 503.4479 | 0.64341 | 507.1202 | 2.5833 | 503.4478 | 2.6787 | 503.4478 | 2.2515 | 503.4479 | 3.0998 | 503.4478 | 4.3276
| 507.9107 | 1.3032 | 503.6677 | 3.5222 | 503.6677 | 0.63355 | 507.3446 | 2.6055 | 503.6677 | 2.6843 | 503.6677 | 2.2633 | 503.6677 | 3.1916 | 503.6677 | 4.316
| 508.1348 | 1.3132 | 503.8876 | 3.5489 | 503.8876 | 0.6408 | 507.5689 | 2.6099 | 503.8876 | 2.7238 | 503.8876 | 2.2874 | 503.8876 | 3.2411 | 503.8876 | 4.4089
| 508.3589 | 1.3362 | 504.1075 | 3.5654 | 504.1075 | 0.64162 | 507.7933 | 2.6338 | 504.1075 | 2.7424 | 504.1075 | 2.3192 | 504.1075 | 3.2483 | 504.1075 | 4.4594
| 508.5831 | 1.352 | 504.3274 | 3.56 | 504.3274 | 0.64833 | 508.0177 | 2.6533 | 504.3274 | 2.78 | 504.3274 | 2.355 | 504.3274 | 3.3417 | 504.3274 | 4.5631
| 508.8072 | 1.3523 | 504.5474 | 3.6425 | 504.5474 | 0.65397 | 508.2422 | 2.6559 | 504.5474 | 2.792 | 504.5474 | 2.3545 | 504.5474 | 3.334 | 504.5474 | 4.5763
| 509.0314 | 1.3715 | 504.7673 | 3.6608 | 504.7673 | 0.65305 | 508.4666 | 2.6506 | 504.7673 | 2.83 | 504.7673 | 2.3911 | 504.7673 | 3.3639 | 504.7673 | 4.6343
| 509.2556 | 1.3692 | 504.9872 | 3.7012 | 504.9872 | 0.64549 | 508.6911 | 2.6745 | 504.9872 | 2.8441 | 504.9872 | 2.4183 | 504.9872 | 3.4059 | 504.9872 | 4.644
| 509.4798 | 1.3689 | 505.2072 | 3.7486 | 505.2072 | 0.65475 | 508.9155 | 2.6453 | 505.2072 | 2.8833 | 505.2072 | 2.4418 | 505.2072 | 3.4537 | 505.2072 | 4.8197
| 509.704 | 1.385 | 505.4272 | 3.7737 | 505.4271 | 0.65182 | 509.14 | 2.6471 | 505.4272 | 2.9022 | 505.4272 | 2.48 | 505.4271 | 3.4982 | 505.4272 | 4.7871
| 509.9282 | 1.3877 | 505.6471 | 3.7834 | 505.6471 | 0.65737 | 509.3645 | 2.6125 | 505.6471 | 2.9326 | 505.6471 | 2.4956 | 505.6471 | 3.5022 | 505.6471 | 4.8826
| 510.1525 | 1.3772 | 505.8671 | 3.7832 | 505.8671 | 0.65728 | 509.589 | 2.6488 | 505.8671 | 2.95 | 505.8671 | 2.5048 | 505.8671 | 3.5411 | 505.8671 | 4.9739
| 510.3767 | 1.401 | 506.0871 | 3.8249 | 506.0871 | 0.6694 | 509.8135 | 2.6311 | 506.0871 | 2.9837 | 506.0871 | 2.5379 | 506.0871 | 3.6128 | 506.0871 | 5.0471
| 510.601 | 1.4009 | 506.3071 | 3.8942 | 506.3071 | 0.66818 | 510.038 | 2.6497 | 506.3071 | 3.0034 | 506.3071 | 2.5581 | 506.3071 | 3.6162 | 506.3071 | 5.1139
| 510.8253 | 1.4135 | 506.5272 | 3.8804 | 506.5272 | 0.66647 | 510.2625 | 2.6559 | 506.5272 | 3.0338 | 506.5272 | 2.5985 | 506.5272 | 3.6799 | 506.5272 | 5.1925
| 511.0496 | 1.4173 | 506.7472 | 3.9076 | 506.7472 | 0.66742 | 510.4871 | 2.6471 | 506.7472 | 3.0505 | 506.7472 | 2.6352 | 506.7472 | 3.7169 | 506.7472 | 5.2348
| 511.2739 | 1.4205 | 506.9672 | 3.9692 | 506.9672 | 0.66881 | 510.7116 | 2.6426 | 506.9672 | 3.0914 | 506.9672 | 2.6503 | 506.9672 | 3.8016 | 506.9672 | 5.2587
| 511.4982 | 1.422 | 507.1873 | 3.954 | 507.1873 | 0.66361 | 510.9362 | 2.6603 | 507.1873 | 3.1076 | 507.1873 | 2.677 | 507.1873 | 3.7829 | 507.1873 | 5.3422
| 511.7225 | 1.429 | 507.4073 | 3.9718 | 507.4074 | 0.66994 | 511.1608 | 2.6471 | 507.4073 | 3.1441 | 507.4073 | 2.7302 | 507.4074 | 3.8364 | 507.4073 | 5.4616
| 511.9468 | 1.4275 | 507.6274 | 3.9955 | 507.6274 | 0.66877 | 511.3854 | 2.6506 | 507.6274 | 3.1646 | 507.6274 | 2.726 | 507.6274 | 3.857 | 507.6274 | 5.5466
| 512.1712 | 1.4351 | 507.8475 | 4.0762 | 507.8475 | 0.67968 | 511.61 | 2.6621 | 507.8475 | 3.2028 | 507.8475 | 2.7612 | 507.8475 | 3.9053 | 507.8475 | 5.547
| 512.3956 | 1.438 | 508.0676 | 4.1143 | 508.0676 | 0.67842 | 511.8346 | 2.6675 | 508.0676 | 3.2247 | 508.0676 | 2.7906 | 508.0676 | 3.994 | 508.0676 | 5.5957
| 512.6199 | 1.4416 | 508.2877 | 4.0921 | 508.2877 | 0.68484 | 512.0593 | 2.6541 | 508.2877 | 3.264 | 508.2877 | 2.8245 | 508.2877 | 4.0435 | 508.2877 | 5.7206
| 512.8443 | 1.4405 | 508.5078 | 4.1112 | 508.5078 | 0.68112 | 512.2839 | 2.6656 | 508.5078 | 3.2891 | 508.5078 | 2.8599 | 508.5078 | 4.0694 | 508.5078 | 5.7846
| 513.0687 | 1.4406 | 508.7279 | 4.1874 | 508.7279 | 0.68815 | 512.5086 | 2.6887 | 508.7279 | 3.325 | 508.7279 | 2.8728 | 508.7279 | 4.1239 | 508.7279 | 5.8755
| 513.2931 | 1.4514 | 508.9481 | 4.2144 | 508.9481 | 0.68928 | 512.7333 | 2.6639 | 508.9481 | 3.3489 | 508.9481 | 2.8991 | 508.9481 | 4.1743 | 508.9481 | 5.8913
| 513.5176 | 1.4752 | 509.1682 | 4.2545 | 509.1682 | 0.68683 | 512.958 | 2.6497 | 509.1682 | 3.3793 | 509.1682 | 2.9446 | 509.1682 | 4.2109 | 509.1682 | 5.9647
| 513.742 | 1.4839 | 509.3884 | 4.2291 | 509.3884 | 0.68138 | 513.1827 | 2.6754 | 509.3884 | 3.3889 | 509.3884 | 2.9359 | 509.3884 | 4.1794 | 509.3884 | 6.0622
| 513.9665 | 1.4951 | 509.6086 | 4.271 | 509.6086 | 0.68818 | 513.4074 | 2.6736 | 509.6086 | 3.4164 | 509.6086 | 2.9634 | 509.6086 | 4.2578 | 509.6086 | 6.1026
| 514.1909 | 1.5093 | 509.8288 | 4.2394 | 509.8288 | 0.69278 | 513.6321 | 2.7011 | 509.8288 | 3.4249 | 509.8288 | 3.0061 | 509.8288 | 4.3109 | 509.8288 | 6.1596
| 514.4154 | 1.5131 | 510.049 | 4.3145 | 510.0489 | 0.6884 | 513.8569 | 2.7055 | 510.049 | 3.4543 | 510.049 | 3.0281 | 510.0489 | 4.3221 | 510.049 | 6.1839
| 514.6399 | 1.5051 | 510.2691 | 4.3589 | 510.2691 | 0.68796 | 514.0816 | 2.7117 | 510.2691 | 3.4659 | 510.2691 | 3.0389 | 510.2691 | 4.3827 | 510.2691 | 6.2234
| 514.8644 | 1.5123 | 510.4893 | 4.3917 | 510.4894 | 0.69099 | 514.3064 | 2.7126 | 510.4893 | 3.4898 | 510.4893 | 3.0619 | 510.4894 | 4.4388 | 510.4893 | 6.3012
| 515.0889 | 1.5184 | 510.7096 | 4.3542 | 510.7096 | 0.68932 | 514.5312 | 2.7391 | 510.7096 | 3.5001 | 510.7096 | 3.0944 | 510.7096 | 4.4397 | 510.7096 | 6.3592
| 515.3134 | 1.5476 | 510.9298 | 4.3828 | 510.9298 | 0.69332 | 514.756 | 2.7702 | 510.9298 | 3.5296 | 510.9298 | 3.1097 | 510.9298 | 4.4821 | 510.9298 | 6.4016
| 515.538 | 1.5442 | 511.1501 | 4.3847 | 511.1501 | 0.6908 | 514.9808 | 2.795 | 511.1501 | 3.5434 | 511.1501 | 3.0907 | 511.1501 | 4.4404 | 511.1501 | 6.5229
| 515.7626 | 1.5612 | 511.3703 | 4.5038 | 511.3703 | 0.69578 | 515.2056 | 2.7843 | 511.3703 | 3.5746 | 511.3703 | 3.1549 | 511.3703 | 4.4859 | 511.3703 | 6.5661
| 515.9871 | 1.5521 | 511.5906 | 4.4508 | 511.5906 | 0.69152 | 515.4304 | 2.8251 | 511.5906 | 3.5848 | 511.5906 | 3.1426 | 511.5906 | 4.5859 | 511.5906 | 6.6121
| 516.2117 | 1.5652 | 511.8109 | 4.5174 | 511.8109 | 0.69965 | 515.6553 | 2.8207 | 511.8109 | 3.6252 | 511.8109 | 3.203 | 511.8109 | 4.616 | 511.8109 | 6.708
| 516.4363 | 1.5714 | 512.0312 | 4.5531 | 512.0312 | 0.68431 | 515.8801 | 2.833 | 512.0312 | 3.6387 | 512.0312 | 3.219 | 512.0312 | 4.6813 | 512.0312 | 6.7197
| 516.6609 | 1.5971 | 512.2515 | 4.5519 | 512.2515 | 0.70097 | 516.105 | 2.8552 | 512.2515 | 3.6698 | 512.2515 | 3.279 | 512.2515 | 4.6631 | 512.2515 | 6.872
| 516.8855 | 1.5965 | 512.4718 | 4.5832 | 512.4718 | 0.69537 | 516.3299 | 2.8694 | 512.4718 | 3.6811 | 512.4718 | 3.2747 | 512.4718 | 4.7295 | 512.4718 | 6.8809
| 517.1101 | 1.6337 | 512.6921 | 4.6083 | 512.6921 | 0.70097 | 516.5548 | 2.8738 | 512.6921 | 3.7054 | 512.6921 | 3.2989 | 512.6921 | 4.8092 | 512.6921 | 7.0182
| 517.3348 | 1.6244 | 512.9124 | 4.6355 | 512.9124 | 0.69455 | 516.7797 | 2.8747 | 512.9124 | 3.7135 | 512.9124 | 3.2905 | 512.9124 | 4.8218 | 512.9124 | 6.9263
| 517.5594 | 1.6542 | 513.1328 | 4.6594 | 513.1328 | 0.70138 | 517.0046 | 2.8534 | 513.1328 | 3.7271 | 513.1328 | 3.3451 | 513.1328 | 4.8333 | 513.1328 | 7.119
| 517.7841 | 1.6522 | 513.3531 | 4.6722 | 513.3532 | 0.69628 | 517.2296 | 2.888 | 513.3531 | 3.7335 | 513.3531 | 3.3548 | 513.3532 | 4.8577 | 513.3531 | 7.1325
| 518.0088 | 1.6605 | 513.5735 | 4.6898 | 513.5735 | 0.69549 | 517.4545 | 2.8995 | 513.5735 | 3.7649 | 513.5735 | 3.374 | 513.5735 | 4.8442 | 513.5735 | 7.216
| 518.2335 | 1.6457 | 513.7939 | 4.721 | 513.7939 | 0.70245 | 517.6795 | 2.8906 | 513.7939 | 3.7797 | 513.7939 | 3.3956 | 513.7939 | 4.9226 | 513.7939 | 7.2469
| 518.4582 | 1.6621 | 514.0143 | 4.7649 | 514.0143 | 0.69505 | 517.9045 | 2.849 | 514.0143 | 3.8007 | 514.0143 | 3.4169 | 514.0143 | 4.9909 | 514.0143 | 7.2909
| 518.6829 | 1.6622 | 514.2347 | 4.7679 | 514.2347 | 0.70217 | 518.1295 | 2.8366 | 514.2347 | 3.8127 | 514.2347 | 3.4241 | 514.2347 | 4.9765 | 514.2347 | 7.4531
| 518.9076 | 1.6939 | 514.4551 | 4.8021 | 514.4551 | 0.70756 | 518.3545 | 2.8357 | 514.4551 | 3.8375 | 514.4551 | 3.4422 | 514.4551 | 5.0579 | 514.4551 | 7.4895
| 519.1323 | 1.6902 | 514.6755 | 4.7394 | 514.6755 | 0.70526 | 518.5795 | 2.8481 | 514.6755 | 3.8463 | 514.6755 | 3.4757 | 514.6755 | 5.0836 | 514.6755 | 7.5115
| 519.3571 | 1.718 | 514.8959 | 4.884 | 514.8959 | 0.70482 | 518.8045 | 2.8401 | 514.8959 | 3.8785 | 514.8959 | 3.5175 | 514.8959 | 5.1052 | 514.8959 | 7.5885
| 519.5819 | 1.7386 | 515.1164 | 4.8674 | 515.1164 | 0.70283 | 519.0295 | 2.8463 | 515.1164 | 3.8841 | 515.1164 | 3.4951 | 515.1164 | 5.1738 | 515.1164 | 7.6351
| 519.8066 | 1.7648 | 515.3369 | 4.8999 | 515.3369 | 0.70671 | 519.2546 | 2.8392 | 515.3369 | 3.9159 | 515.3369 | 3.5564 | 515.3369 | 5.183 | 515.3369 | 7.7458
| 520.0314 | 1.7583 | 515.5573 | 4.9003 | 515.5573 | 0.70189 | 519.4797 | 2.8313 | 515.5573 | 3.9257 | 515.5573 | 3.5505 | 515.5573 | 5.2142 | 515.5573 | 7.7999
| 520.2562 | 1.7711 | 515.7778 | 4.9725 | 515.7778 | 0.70671 | 519.7047 | 2.8224 | 515.7778 | 3.9555 | 515.7778 | 3.6101 | 515.7778 | 5.3242 | 515.7778 | 7.7909
| 520.481 | 1.7593 | 515.9982 | 4.9801 | 515.9982 | 0.71112 | 519.9298 | 2.8242 | 515.9982 | 3.9706 | 515.9982 | 3.6203 | 515.9982 | 5.3084 | 515.9982 | 7.8905
| 520.7059 | 1.7904 | 516.2188 | 5.0458 | 516.2188 | 0.70305 | 520.1549 | 2.8481 | 516.2188 | 3.9951 | 516.2188 | 3.637 | 516.2188 | 5.3409 | 516.2188 | 8.0202
| 520.9307 | 1.8185 | 516.4393 | 5.0723 | 516.4393 | 0.71137 | 520.38 | 2.8534 | 516.4393 | 4.0023 | 516.4393 | 3.652 | 516.4393 | 5.4236 | 516.4393 | 8.0567
| 521.1556 | 1.8269 | 516.6598 | 5.0803 | 516.6598 | 0.71295 | 520.6052 | 2.8357 | 516.6598 | 4.0357 | 516.6598 | 3.6764 | 516.6598 | 5.4021 | 516.6598 | 8.2149
| 521.3804 | 1.8234 | 516.8803 | 5.0363 | 516.8803 | 0.70813 | 520.8303 | 2.8171 | 516.8803 | 4.0369 | 516.8803 | 3.7094 | 516.8803 | 5.4342 | 516.8803 | 8.1724
| 521.6053 | 1.8426 | 517.1008 | 5.1135 | 517.1008 | 0.70876 | 521.0555 | 2.841 | 517.1008 | 4.0701 | 517.1008 | 3.717 | 517.1008 | 5.4691 | 517.1008 | 8.237
| 521.8302 | 1.8654 | 517.3214 | 5.1837 | 517.3214 | 0.70636 | 521.2807 | 2.8729 | 517.3214 | 4.0781 | 517.3214 | 3.7391 | 517.3214 | 5.4908 | 517.3214 | 8.3233
| 522.0551 | 1.8935 | 517.5419 | 5.1725 | 517.5419 | 0.71625 | 521.5058 | 2.8897 | 517.5419 | 4.1075 | 517.5419 | 3.7638 | 517.5419 | 5.5734 | 517.5419 | 8.4447
| 522.28 | 1.8865 | 517.7625 | 5.1395 | 517.7625 | 0.71657 | 521.731 | 2.8906 | 517.7625 | 4.1094 | 517.7625 | 3.7678 | 517.7625 | 5.5295 | 517.7625 | 8.4665
| 522.505 | 1.8733 | 517.9831 | 5.2397 | 517.9831 | 0.7184 | 521.9562 | 2.9154 | 517.9831 | 4.1405 | 517.9831 | 3.8066 | 517.9831 | 5.6741 | 517.9831 | 8.4961
| 522.7299 | 1.8958 | 518.2037 | 5.2493 | 518.2037 | 0.72142 | 522.1815 | 2.9376 | 518.2037 | 4.1706 | 518.2037 | 3.8408 | 518.2037 | 5.714 | 518.2037 | 8.5881
| 522.9548 | 1.8986 | 518.4243 | 5.3013 | 518.4243 | 0.71241 | 522.4067 | 2.9694 | 518.4243 | 4.1792 | 518.4243 | 3.8524 | 518.4243 | 5.696 | 518.4243 | 8.6766
| 523.1798 | 1.9018 | 518.6449 | 5.3252 | 518.6449 | 0.72341 | 522.6319 | 2.9933 | 518.6449 | 4.214 | 518.6449 | 3.9089 | 518.6449 | 5.7807 | 518.6449 | 8.7565
| 523.4048 | 1.9047 | 518.8655 | 5.3151 | 518.8655 | 0.72079 | 522.8572 | 3.0172 | 518.8655 | 4.2173 | 518.8655 | 3.932 | 518.8655 | 5.7498 | 518.8655 | 8.802
| 523.6298 | 1.8944 | 519.0862 | 5.4136 | 519.0862 | 0.72265 | 523.0825 | 3.0146 | 519.0862 | 4.2538 | 519.0862 | 3.9272 | 519.0862 | 5.8259 | 519.0862 | 8.9254
| 523.8548 | 1.9209 | 519.3068 | 5.4081 | 519.3068 | 0.71956 | 523.3077 | 2.9907 | 519.3068 | 4.2519 | 519.3068 | 3.934 | 519.3068 | 5.8545 | 519.3068 | 8.9765
| 524.0798 | 1.9204 | 519.5275 | 5.4076 | 519.5275 | 0.72271 | 523.533 | 2.9561 | 519.5275 | 4.2617 | 519.5275 | 3.9619 | 519.5275 | 5.8945 | 519.5275 | 8.9678
| 524.3048 | 1.9221 | 519.7481 | 5.4402 | 519.7481 | 0.71591 | 523.7583 | 2.9243 | 519.7481 | 4.2474 | 519.7481 | 3.9476 | 519.7481 | 5.8679 | 519.7481 | 8.9958
| 524.5299 | 1.9232 | 519.9688 | 5.4517 | 519.9688 | 0.71291 | 523.9837 | 2.8986 | 519.9688 | 4.256 | 519.9688 | 3.9452 | 519.9688 | 5.8777 | 519.9688 | 9.0113
| 524.7549 | 1.9388 | 520.1895 | 5.4127 | 520.1895 | 0.71367 | 524.209 | 2.9021 | 520.1895 | 4.2486 | 520.1895 | 3.9384 | 520.1895 | 5.897 | 520.1895 | 8.9987
| 524.98 | 1.9497 | 520.4102 | 5.4059 | 520.4102 | 0.71937 | 524.4344 | 2.9127 | 520.4102 | 4.2646 | 520.4102 | 4.0028 | 520.4102 | 5.9176 | 520.4102 | 9.0371
| 525.2051 | 1.9501 | 520.6309 | 5.4294 | 520.6309 | 0.71512 | 524.6597 | 2.9305 | 520.6309 | 4.2774 | 520.6309 | 4.0379 | 520.6309 | 5.9375 | 520.6309 | 9.1108
| 525.4301 | 1.9297 | 520.8516 | 5.4664 | 520.8516 | 0.71981 | 524.8851 | 2.9446 | 520.8516 | 4.3079 | 520.8516 | 4.0286 | 520.8516 | 5.9689 | 520.8516 | 9.1728
| 525.6552 | 1.927 | 521.0723 | 5.5247 | 521.0723 | 0.71896 | 525.1105 | 2.9544 | 521.0723 | 4.3115 | 521.0723 | 4.0255 | 521.0723 | 5.9682 | 521.0723 | 9.2039
| 525.8804 | 1.9312 | 521.2931 | 5.5316 | 521.2931 | 0.71956 | 525.3359 | 2.9455 | 521.2931 | 4.3359 | 521.2931 | 4.0637 | 521.2931 | 6.0244 | 521.2931 | 9.27
| 526.1055 | 1.9515 | 521.5139 | 5.4936 | 521.5139 | 0.72422 | 525.5613 | 2.934 | 521.5139 | 4.3372 | 521.5139 | 4.0679 | 521.5139 | 5.9855 | 521.5139 | 9.2943
| 526.3306 | 1.9485 | 521.7346 | 5.6274 | 521.7346 | 0.71925 | 525.7867 | 2.9242 | 521.7346 | 4.3546 | 521.7346 | 4.0373 | 521.7346 | 6.0651 | 521.7346 | 9.3874
| 526.5558 | 1.9684 | 521.9554 | 5.5524 | 521.9554 | 0.71896 | 526.0122 | 2.9225 | 521.9554 | 4.357 | 521.9554 | 4.0955 | 521.9554 | 6.0812 | 521.9554 | 9.4191
| 526.7809 | 1.9707 | 522.1761 | 5.5431 | 522.1762 | 0.72287 | 526.2376 | 2.9252 | 522.1761 | 4.3786 | 522.1761 | 4.1093 | 522.1762 | 6.0774 | 522.1761 | 9.4878
| 527.0061 | 1.9709 | 522.397 | 5.5914 | 522.397 | 0.71534 | 526.4631 | 2.9455 | 522.397 | 4.3706 | 522.397 | 4.1009 | 522.397 | 6.0907 | 522.397 | 9.4517
| 527.2313 | 1.9703 | 522.6177 | 5.5978 | 522.6177 | 0.71877 | 526.6885 | 2.9747 | 522.6177 | 4.3943 | 522.6177 | 4.1476 | 522.6177 | 6.1563 | 522.6177 | 9.4616
| 527.4565 | 1.9583 | 522.8386 | 5.6277 | 522.8386 | 0.71635 | 526.914 | 2.9827 | 522.8386 | 4.3903 | 522.8386 | 4.1468 | 522.8386 | 6.1625 | 522.8386 | 9.4231
| 527.6817 | 1.9634 | 523.0594 | 5.6564 | 523.0594 | 0.7155 | 527.1395 | 2.996 | 523.0594 | 4.4064 | 523.0594 | 4.1773 | 523.0594 | 6.1964 | 523.0594 | 9.5466
| 527.9069 | 1.9588 | 523.2803 | 5.6605 | 523.2803 | 0.72319 | 527.365 | 3.0013 | 523.2803 | 4.4089 | 523.2803 | 4.1556 | 523.2803 | 6.2036 | 523.2803 | 9.5514
| 528.1322 | 1.9824 | 523.5011 | 5.6172 | 523.5011 | 0.72117 | 527.5906 | 3.0057 | 523.5011 | 4.4383 | 523.5011 | 4.2102 | 523.5011 | 6.1732 | 523.5011 | 9.6367
| 528.3574 | 1.9838 | 523.722 | 5.7249 | 523.722 | 0.72287 | 527.8161 | 3.019 | 523.722 | 4.4348 | 523.722 | 4.1951 | 523.722 | 6.2244 | 523.722 | 9.6728
| 528.5827 | 1.9799 | 523.9428 | 5.6682 | 523.9428 | 0.71852 | 528.0417 | 3.0323 | 523.9428 | 4.4468 | 523.9428 | 4.2087 | 523.9428 | 6.2495 | 523.9428 | 9.6904
| 528.808 | 1.9953 | 524.1637 | 5.6551 | 524.1637 | 0.72325 | 528.2672 | 3.0279 | 524.1637 | 4.4397 | 524.1637 | 4.2138 | 524.1637 | 6.2234 | 524.1637 | 9.6938
| 529.0332 | 2.008 | 524.3846 | 5.7348 | 524.3846 | 0.71584 | 528.4928 | 3.0181 | 524.3846 | 4.4536 | 524.3846 | 4.2144 | 524.3846 | 6.2621 | 524.3846 | 9.7203
| 529.2586 | 2.0137 | 524.6055 | 5.6865 | 524.6055 | 0.71569 | 528.7184 | 3.0066 | 524.6055 | 4.4355 | 524.6055 | 4.1953 | 524.6055 | 6.2219 | 524.6055 | 9.702
| 529.4839 | 2.0211 | 524.8264 | 5.7183 | 524.8264 | 0.71361 | 528.944 | 3.004 | 524.8264 | 4.4518 | 524.8264 | 4.2294 | 524.8264 | 6.2379 | 524.8264 | 9.728
| 529.7092 | 2.0227 | 525.0474 | 5.7143 | 525.0474 | 0.71446 | 529.1696 | 2.9924 | 525.0474 | 4.4696 | 525.0474 | 4.2383 | 525.0474 | 6.2416 | 525.0474 | 9.7246
| 529.9345 | 2.0232 | 525.2682 | 5.7906 | 525.2682 | 0.72716 | 529.3952 | 2.9924 | 525.2682 | 4.5085 | 525.2682 | 4.2935 | 525.2682 | 6.3435 | 525.2682 | 9.8725
| 530.1599 | 2.0245 | 525.4892 | 5.7776 | 525.4892 | 0.72303 | 529.6209 | 2.996 | 525.4892 | 4.5179 | 525.4892 | 4.2883 | 525.4892 | 6.349 | 525.4892 | 9.8906
| 530.3852 | 2.047 | 525.7101 | 5.8113 | 525.7101 | 0.72983 | 529.8465 | 2.9889 | 525.7101 | 4.5444 | 525.7101 | 4.3102 | 525.7101 | 6.3576 | 525.7101 | 9.8917
| 530.6106 | 2.0665 | 525.9312 | 5.8099 | 525.9312 | 0.72968 | 530.0722 | 2.9827 | 525.9312 | 4.55 | 525.9312 | 4.3154 | 525.9312 | 6.4595 | 525.9312 | 9.9581
| 530.836 | 2.0735 | 526.1521 | 5.8634 | 526.1521 | 0.7258 | 530.2979 | 2.988 | 526.1521 | 4.575 | 526.1521 | 4.3496 | 526.1521 | 6.4284 | 526.1521 | 10.0145
| 531.0614 | 2.0642 | 526.3731 | 5.795 | 526.3731 | 0.73005 | 530.5236 | 3.0004 | 526.3731 | 4.5653 | 526.3731 | 4.326 | 526.3731 | 6.422 | 526.3731 | 9.9539
| 531.2868 | 2.0838 | 526.5941 | 5.8796 | 526.5941 | 0.73245 | 530.7493 | 3.0314 | 526.5941 | 4.5841 | 526.5941 | 4.3687 | 526.5941 | 6.4143 | 526.5941 | 10.025
| 531.5122 | 2.0678 | 526.8151 | 5.8309 | 526.8151 | 0.72983 | 530.975 | 3.0429 | 526.8151 | 4.5737 | 526.8151 | 4.3542 | 526.8151 | 6.3589 | 526.8151 | 10.1004
| 531.7377 | 2.0858 | 527.0361 | 5.8298 | 527.0361 | 0.72772 | 531.2007 | 3.0403 | 527.0361 | 4.5946 | 527.0361 | 4.3945 | 527.0361 | 6.3848 | 527.0361 | 10.0664
| 531.9631 | 2.0772 | 527.2571 | 5.8771 | 527.2571 | 0.72293 | 531.4264 | 3.035 | 527.2571 | 4.587 | 527.2571 | 4.3918 | 527.2571 | 6.3765 | 527.2571 | 10.096
| 532.1886 | 2.0762 | 527.4782 | 5.8925 | 527.4782 | 0.73046 | 531.6522 | 3.0509 | 527.4782 | 4.6103 | 527.4782 | 4.3999 | 527.4782 | 6.442 | 527.4782 | 10.1473
| 532.414 | 2.0526 | 527.6992 | 5.8698 | 527.6992 | 0.73223 | 531.878 | 3.0748 | 527.6992 | 4.6077 | 527.6992 | 4.3933 | 527.6992 | 6.4802 | 527.6992 | 10.1021
| 532.6395 | 2.0775 | 527.9203 | 5.9148 | 527.9203 | 0.72958 | 532.1037 | 3.0925 | 527.9203 | 4.6374 | 527.9203 | 4.4245 | 527.9203 | 6.5005 | 527.9203 | 10.2451
| 532.865 | 2.072 | 528.1414 | 5.8802 | 528.1414 | 0.72835 | 532.3295 | 3.1076 | 528.1414 | 4.6377 | 528.1414 | 4.4077 | 528.1414 | 6.4952 | 528.1414 | 10.159
| 533.0905 | 2.0865 | 528.3624 | 6.0036 | 528.3624 | 0.73544 | 532.5553 | 3.1244 | 528.3624 | 4.6695 | 528.3624 | 4.4728 | 528.3624 | 6.4829 | 528.3624 | 10.1873
| 533.316 | 2.0733 | 528.5836 | 5.9731 | 528.5836 | 0.73525 | 532.7812 | 3.1235 | 528.5836 | 4.6704 | 528.5836 | 4.4494 | 528.5836 | 6.5935 | 528.5836 | 10.2945
| 533.5416 | 2.0737 | 528.8046 | 6.0089 | 528.8046 | 0.73412 | 533.007 | 3.1235 | 528.8046 | 4.6926 | 528.8046 | 4.4743 | 528.8046 | 6.5869 | 528.8046 | 10.3228
| 533.7671 | 2.065 | 529.0258 | 6.0577 | 529.0258 | 0.74262 | 533.2328 | 3.1129 | 529.0258 | 4.6992 | 529.0258 | 4.4609 | 529.0258 | 6.5513 | 529.0258 | 10.2845
| 533.9927 | 2.066 | 529.2469 | 6.0786 | 529.2469 | 0.74146 | 533.4587 | 3.1147 | 529.2469 | 4.7274 | 529.2469 | 4.5106 | 529.2469 | 6.5762 | 529.2469 | 10.364
| 534.2183 | 2.051 | 529.468 | 6.0988 | 529.468 | 0.73752 | 533.6845 | 3.1218 | 529.468 | 4.7416 | 529.468 | 4.5328 | 529.468 | 6.648 | 529.468 | 10.3881
| 534.4438 | 2.0663 | 529.6891 | 6.1581 | 529.6892 | 0.74792 | 533.9104 | 3.1271 | 529.6891 | 4.7784 | 529.6891 | 4.589 | 529.6892 | 6.6904 | 529.6891 | 10.4678
| 534.6694 | 2.0555 | 529.9103 | 6.108 | 529.9103 | 0.74855 | 534.1363 | 3.1005 | 529.9103 | 4.7901 | 529.9103 | 4.6062 | 529.9103 | 6.7187 | 529.9103 | 10.5159
| 534.895 | 2.0579 | 530.1315 | 6.1873 | 530.1315 | 0.75252 | 534.3622 | 3.0837 | 530.1315 | 4.8244 | 530.1315 | 4.6499 | 530.1315 | 6.7429 | 530.1315 | 10.6506
| 535.1206 | 2.0632 | 530.3527 | 6.151 | 530.3527 | 0.75419 | 534.5882 | 3.0615 | 530.3527 | 4.8292 | 530.3527 | 4.6379 | 530.3527 | 6.7699 | 530.3527 | 10.6512
| 535.3463 | 2.0722 | 530.5739 | 6.1895 | 530.5738 | 0.76096 | 534.8141 | 3.0659 | 530.5739 | 4.8711 | 530.5739 | 4.6708 | 530.5738 | 6.8301 | 530.5739 | 10.6708
| 535.5719 | 2.0863 | 530.795 | 6.1994 | 530.795 | 0.75242 | 535.04 | 3.0606 | 530.795 | 4.8694 | 530.795 | 4.6714 | 530.795 | 6.8214 | 530.795 | 10.7122
| 535.7976 | 2.0912 | 531.0162 | 6.3167 | 531.0162 | 0.76276 | 535.266 | 3.0544 | 531.0162 | 4.8844 | 531.0162 | 4.6651 | 531.0162 | 6.7922 | 531.0162 | 10.6852
| 536.0232 | 2.1031 | 531.2375 | 6.2628 | 531.2375 | 0.75945 | 535.4919 | 3.0465 | 531.2375 | 4.8783 | 531.2375 | 4.7065 | 531.2375 | 6.8113 | 531.2375 | 10.8238
| 536.2489 | 2.1162 | 531.4587 | 6.2659 | 531.4587 | 0.76515 | 535.7179 | 3.0615 | 531.4587 | 4.9051 | 531.4587 | 4.6922 | 531.4587 | 6.8572 | 531.4587 | 10.7397
| 536.4746 | 2.1274 | 531.6799 | 6.2726 | 531.6799 | 0.76247 | 535.9439 | 3.0447 | 531.6799 | 4.8975 | 531.6799 | 4.6954 | 531.6799 | 6.8414 | 531.6799 | 10.7964
| 536.7003 | 2.125 | 531.9012 | 6.3351 | 531.9012 | 0.76704 | 536.1699 | 3.0491 | 531.9012 | 4.9157 | 531.9012 | 4.7034 | 531.9012 | 6.8894 | 531.9012 | 10.8629
| 536.9261 | 2.1248 | 532.1225 | 6.255 | 532.1225 | 0.76654 | 536.3959 | 3.0527 | 532.1225 | 4.9027 | 532.1225 | 4.7074 | 532.1225 | 6.8548 | 532.1225 | 10.7569
| 537.1518 | 2.1347 | 532.3438 | 6.342 | 532.3438 | 0.76881 | 536.622 | 3.0544 | 532.3438 | 4.9253 | 532.3438 | 4.7117 | 532.3438 | 6.8877 | 532.3438 | 10.8733
| 537.3775 | 2.1463 | 532.565 | 6.3159 | 532.565 | 0.76342 | 536.848 | 3.0527 | 532.565 | 4.9189 | 532.565 | 4.7581 | 532.565 | 6.8485 | 532.565 | 10.8418
| 537.6033 | 2.1717 | 532.7863 | 6.3603 | 532.7863 | 0.76181 | 537.0741 | 3.0438 | 532.7863 | 4.9332 | 532.7863 | 4.7743 | 532.7863 | 6.8935 | 532.7863 | 10.8929
| 537.829 | 2.1689 | 533.0076 | 6.3372 | 533.0076 | 0.7654 | 537.3001 | 3.0421 | 533.0076 | 4.9173 | 533.0076 | 4.7424 | 533.0076 | 6.8974 | 533.0076 | 10.8452
| 538.0548 | 2.1857 | 533.2289 | 6.4184 | 533.2289 | 0.77334 | 537.5262 | 3.0518 | 533.2289 | 4.9344 | 533.2289 | 4.756 | 533.2289 | 6.9281 | 533.2289 | 10.9309
| 538.2806 | 2.1919 | 533.4503 | 6.4253 | 533.4503 | 0.7666 | 537.7523 | 3.0598 | 533.4503 | 4.9212 | 533.4503 | 4.7568 | 533.4503 | 6.8125 | 533.4503 | 10.8455
| 538.5064 | 2.2028 | 533.6716 | 6.3588 | 533.6716 | 0.77215 | 537.9784 | 3.081 | 533.6716 | 4.9408 | 533.6716 | 4.7436 | 533.6716 | 6.8955 | 533.6716 | 10.9333
| 538.7322 | 2.2101 | 533.8929 | 6.4341 | 533.8929 | 0.76811 | 538.2045 | 3.0659 | 533.8929 | 4.9357 | 533.8929 | 4.7401 | 533.8929 | 6.9055 | 533.8929 | 10.8757
| 538.958 | 2.2169 | 534.1143 | 6.4299 | 534.1143 | 0.77536 | 538.4307 | 3.0651 | 534.1143 | 4.9548 | 534.1143 | 4.7628 | 534.1143 | 6.9125 | 534.1143 | 11.0106
| 539.1839 | 2.244 | 534.3357 | 6.4255 | 534.3357 | 0.7775 | 538.6568 | 3.0757 | 534.3357 | 4.9439 | 534.3357 | 4.7695 | 534.3357 | 6.8852 | 534.3357 | 10.957
| 539.4097 | 2.2487 | 534.5571 | 6.4462 | 534.5571 | 0.77492 | 538.883 | 3.089 | 534.5571 | 4.9642 | 534.5571 | 4.7857 | 534.5571 | 6.9485 | 534.5571 | 11.0346
| 539.6356 | 2.2495 | 534.7784 | 6.4313 | 534.7784 | 0.77454 | 539.1091 | 3.0872 | 534.7784 | 4.9505 | 534.7784 | 4.7797 | 534.7784 | 6.9196 | 534.7784 | 10.9749
| 539.8615 | 2.246 | 534.9998 | 6.4792 | 534.9998 | 0.78021 | 539.3353 | 3.0978 | 534.9998 | 4.965 | 534.9998 | 4.7757 | 534.9998 | 6.8939 | 534.9998 | 10.9806
| 540.0874 | 2.2615 | 535.2213 | 6.4762 | 535.2213 | 0.77782 | 539.5615 | 3.0925 | 535.2213 | 4.9597 | 535.2213 | 4.7718 | 535.2213 | 6.9566 | 535.2213 | 11.0739
| 540.3133 | 2.2727 | 535.4427 | 6.4903 | 535.4427 | 0.77838 | 539.7877 | 3.0987 | 535.4427 | 4.9733 | 535.4427 | 4.7855 | 535.4427 | 6.954 | 535.4427 | 11.0762
| 540.5392 | 2.2735 | 535.6641 | 6.4939 | 535.6641 | 0.77224 | 540.0139 | 3.1129 | 535.6641 | 4.9641 | 535.6641 | 4.7752 | 535.6641 | 6.9334 | 535.6641 | 10.9948
| 540.7651 | 2.269 | 535.8856 | 6.5328 | 535.8856 | 0.77697 | 540.2402 | 3.1457 | 535.8856 | 4.9711 | 535.8856 | 4.8136 | 535.8856 | 6.9333 | 535.8856 | 11.1271
| 540.991 | 2.2808 | 536.107 | 6.4495 | 536.107 | 0.77296 | 540.4664 | 3.1607 | 536.107 | 4.9662 | 536.107 | 4.8175 | 536.107 | 6.9761 | 536.107 | 11.0889
| 541.217 | 2.296 | 536.3284 | 6.5466 | 536.3284 | 0.77848 | 540.6927 | 3.197 | 536.3284 | 4.9786 | 536.3284 | 4.8279 | 536.3284 | 6.947 | 536.3284 | 11.0656
| 541.443 | 2.3011 | 536.5499 | 6.5424 | 536.5499 | 0.77879 | 540.9189 | 3.1775 | 536.5499 | 4.9644 | 536.5499 | 4.8078 | 536.5499 | 6.9987 | 536.5499 | 11.0294
| 541.6689 | 2.3198 | 536.7714 | 6.6068 | 536.7714 | 0.77274 | 541.1452 | 3.1953 | 536.7714 | 4.9798 | 536.7714 | 4.8429 | 536.7714 | 7.0103 | 536.7714 | 11.1075
| 541.8949 | 2.3202 | 536.9929 | 6.5186 | 536.9929 | 0.77296 | 541.3715 | 3.1917 | 536.9929 | 4.9598 | 536.9929 | 4.7908 | 536.9929 | 6.9625 | 536.9929 | 11.012
| 542.1209 | 2.3335 | 537.2144 | 6.5788 | 537.2144 | 0.78037 | 541.5978 | 3.2192 | 537.2144 | 4.9765 | 537.2144 | 4.8338 | 537.2144 | 6.939 | 537.2144 | 11.0951
| 542.3469 | 2.314 | 537.4359 | 6.5706 | 537.4359 | 0.77889 | 541.8241 | 3.2085 | 537.4359 | 4.9524 | 537.4359 | 4.7942 | 537.4359 | 6.9854 | 537.4359 | 11.1274
| 542.5729 | 2.3226 | 537.6575 | 6.6163 | 537.6575 | 0.7804 | 542.0505 | 3.2307 | 537.6575 | 4.9712 | 537.6575 | 4.8436 | 537.6575 | 7.0211 | 537.6575 | 11.0762
| 542.799 | 2.3258 | 537.879 | 6.6065 | 537.879 | 0.77555 | 542.2768 | 3.2386 | 537.879 | 4.957 | 537.879 | 4.8163 | 537.879 | 6.9879 | 537.879 | 11.0829
| 543.025 | 2.3386 | 538.1005 | 6.6265 | 538.1005 | 0.78119 | 542.5032 | 3.2599 | 538.1005 | 4.9704 | 538.1005 | 4.8297 | 538.1005 | 6.9766 | 538.1005 | 11.1451
| 543.2511 | 2.3299 | 538.3221 | 6.5816 | 538.3221 | 0.78301 | 542.7295 | 3.2431 | 538.3221 | 4.9508 | 538.3221 | 4.8175 | 538.3221 | 6.9569 | 538.3221 | 11.0743
| 543.4772 | 2.3391 | 538.5436 | 6.6775 | 538.5436 | 0.78015 | 542.9559 | 3.2626 | 538.5436 | 4.9645 | 538.5436 | 4.8231 | 538.5436 | 7.01 | 538.5436 | 11.1767
| 543.7032 | 2.3312 | 538.7653 | 6.5718 | 538.7653 | 0.78015 | 543.1823 | 3.2626 | 538.7653 | 4.9539 | 538.7653 | 4.8266 | 538.7653 | 7.0221 | 538.7653 | 11.1374
| 543.9293 | 2.3379 | 538.9868 | 6.7123 | 538.9868 | 0.78358 | 543.4087 | 3.2564 | 538.9868 | 4.967 | 538.9868 | 4.8287 | 538.9868 | 7.0058 | 538.9868 | 11.1828
| 544.1554 | 2.3353 | 539.2084 | 6.6464 | 539.2084 | 0.78446 | 543.6351 | 3.2564 | 539.2084 | 4.9515 | 539.2084 | 4.8234 | 539.2084 | 6.9819 | 539.2084 | 11.166
| 544.3816 | 2.3572 | 539.4301 | 6.7207 | 539.4301 | 0.78352 | 543.8616 | 3.2582 | 539.4301 | 4.9698 | 539.4301 | 4.8047 | 539.4301 | 6.9934 | 539.4301 | 11.1766
| 544.6077 | 2.3634 | 539.6517 | 6.7352 | 539.6517 | 0.78554 | 544.088 | 3.2643 | 539.6517 | 4.9585 | 539.6517 | 4.8156 | 539.6517 | 7.0279 | 539.6517 | 11.1115
| 544.8338 | 2.382 | 539.8733 | 6.7023 | 539.8733 | 0.78635 | 544.3144 | 3.2971 | 539.8733 | 4.9666 | 539.8733 | 4.8174 | 539.8733 | 7.0446 | 539.8733 | 11.2154
| 545.06 | 2.3914 | 540.0949 | 6.6943 | 540.0949 | 0.78957 | 544.5409 | 3.2865 | 540.0949 | 4.9547 | 540.0949 | 4.818 | 540.0949 | 7.03 | 540.0949 | 11.1728
| 545.2862 | 2.4031 | 540.3166 | 6.7302 | 540.3166 | 0.79152 | 544.7674 | 3.298 | 540.3166 | 4.9757 | 540.3166 | 4.8434 | 540.3166 | 7.0227 | 540.3166 | 11.2712
| 545.5123 | 2.4063 | 540.5382 | 6.7296 | 540.5382 | 0.79073 | 544.9939 | 3.2882 | 540.5382 | 4.9621 | 540.5382 | 4.8649 | 540.5382 | 7.004 | 540.5382 | 11.2241
| 545.7385 | 2.4227 | 540.7599 | 6.8039 | 540.7599 | 0.79716 | 545.2204 | 3.3077 | 540.7599 | 4.9789 | 540.7599 | 4.8445 | 540.7599 | 7.1088 | 540.7599 | 11.2778
| 545.9647 | 2.4182 | 540.9816 | 6.7985 | 540.9816 | 0.79077 | 545.4469 | 3.3068 | 540.9816 | 4.9675 | 540.9816 | 4.8744 | 540.9816 | 7.0404 | 540.9816 | 11.3168
| 546.191 | 2.423 | 541.2032 | 6.8343 | 541.2033 | 0.796 | 545.6734 | 3.3077 | 541.2032 | 4.9853 | 541.2032 | 4.8819 | 541.2033 | 7.0876 | 541.2032 | 11.3005
| 546.4172 | 2.4418 | 541.425 | 6.8725 | 541.425 | 0.79543 | 545.9 | 3.2989 | 541.425 | 4.9796 | 541.425 | 4.8648 | 541.425 | 7.0605 | 541.425 | 11.3457
| 546.6434 | 2.4526 | 541.6467 | 6.8941 | 541.6467 | 0.8028 | 546.1265 | 3.3245 | 541.6467 | 4.9934 | 541.6467 | 4.8831 | 541.6467 | 7.1183 | 541.6467 | 11.4027
| 546.8697 | 2.4646 | 541.8684 | 6.8487 | 541.8684 | 0.79842 | 546.3531 | 3.3272 | 541.8684 | 4.988 | 541.8684 | 4.862 | 541.8684 | 7.1133 | 541.8684 | 11.3341
| 547.0959 | 2.4683 | 542.0901 | 6.9808 | 542.0901 | 0.80475 | 546.5797 | 3.3414 | 542.0901 | 5.0077 | 542.0901 | 4.8917 | 542.0901 | 7.1586 | 542.0901 | 11.3735
| 547.3222 | 2.472 | 542.3119 | 6.9326 | 542.3119 | 0.80337 | 546.8063 | 3.3343 | 542.3119 | 5.0016 | 542.3119 | 4.908 | 542.3119 | 7.0984 | 542.3119 | 11.4056
| 547.5485 | 2.4723 | 542.5336 | 6.9943 | 542.5336 | 0.80274 | 547.0329 | 3.3281 | 542.5336 | 5.0091 | 542.5336 | 4.9039 | 542.5336 | 7.1231 | 542.5336 | 11.4129
| 547.7748 | 2.4704 | 542.7554 | 7.0119 | 542.7554 | 0.80362 | 547.2595 | 3.329 | 542.7554 | 5.0119 | 542.7554 | 4.9183 | 542.7554 | 7.1333 | 542.7554 | 11.39
| 548.0011 | 2.4834 | 542.9772 | 7.0572 | 542.9772 | 0.81222 | 547.4861 | 3.3148 | 542.9772 | 5.0279 | 542.9772 | 4.9124 | 542.9772 | 7.1859 | 542.9772 | 11.5526
| 548.2274 | 2.4886 | 543.199 | 7.0074 | 543.199 | 0.80957 | 547.7128 | 3.2936 | 543.199 | 5.0125 | 543.199 | 4.9165 | 543.199 | 7.1547 | 543.199 | 11.4757
| 548.4538 | 2.4886 | 543.4208 | 7.0391 | 543.4208 | 0.81313 | 547.9394 | 3.3042 | 543.4208 | 5.0325 | 543.4208 | 4.9312 | 543.4208 | 7.1495 | 543.4208 | 11.4748
| 548.6801 | 2.495 | 543.6426 | 7.0323 | 543.6426 | 0.81017 | 548.1661 | 3.298 | 543.6426 | 5.0168 | 543.6426 | 4.9155 | 543.6426 | 7.1648 | 543.6426 | 11.4449
| 548.9065 | 2.502 | 543.8644 | 7.1067 | 543.8644 | 0.82161 | 548.3928 | 3.2953 | 543.8644 | 5.0341 | 543.8644 | 4.9398 | 543.8644 | 7.1769 | 543.8644 | 11.5152
| 549.1329 | 2.5018 | 544.0862 | 7.0822 | 544.0862 | 0.81906 | 548.6195 | 3.2812 | 544.0862 | 5.0258 | 544.0862 | 4.934 | 544.0862 | 7.2243 | 544.0862 | 11.5064
| 549.3592 | 2.5115 | 544.308 | 7.0813 | 544.308 | 0.824 | 548.8461 | 3.2732 | 544.308 | 5.0364 | 544.308 | 4.9595 | 544.308 | 7.2231 | 544.308 | 11.5267
| 549.5856 | 2.5186 | 544.5299 | 7.0896 | 544.5299 | 0.82514 | 549.0729 | 3.2758 | 544.5299 | 5.0184 | 544.5299 | 4.9451 | 544.5299 | 7.2264 | 544.5299 | 11.5443
| 549.8121 | 2.5358 | 544.7518 | 7.182 | 544.7518 | 0.82284 | 549.2996 | 3.2794 | 544.7518 | 5.0407 | 544.7518 | 4.9492 | 544.7518 | 7.2723 | 544.7518 | 11.5234
| 550.0385 | 2.545 | 544.9736 | 7.1371 | 544.9736 | 0.82709 | 549.5263 | 3.2741 | 544.9736 | 5.0176 | 544.9736 | 4.9598 | 544.9736 | 7.2151 | 544.9736 | 11.5022
| 550.2649 | 2.5699 | 545.1956 | 7.233 | 545.1956 | 0.82545 | 549.7531 | 3.2873 | 545.1956 | 5.0388 | 545.1956 | 4.9711 | 545.1956 | 7.2623 | 545.1956 | 11.4991
| 550.4914 | 2.5849 | 545.4174 | 7.2223 | 545.4174 | 0.82741 | 549.9799 | 3.2945 | 545.4174 | 5.0326 | 545.4174 | 4.9603 | 545.4174 | 7.1653 | 545.4174 | 11.5736
| 550.7178 | 2.5976 | 545.6393 | 7.2088 | 545.6393 | 0.82621 | 550.2066 | 3.3245 | 545.6393 | 5.0353 | 545.6393 | 4.9665 | 545.6393 | 7.1811 | 545.6393 | 11.5813
| 550.9443 | 2.6087 | 545.8613 | 7.2123 | 545.8613 | 0.82489 | 550.4334 | 3.3254 | 545.8613 | 5.0116 | 545.8613 | 4.9337 | 545.8613 | 7.1971 | 545.8613 | 11.5413
| 551.1708 | 2.6229 | 546.0832 | 7.2439 | 546.0832 | 0.83251 | 550.6602 | 3.329 | 546.0832 | 5.0121 | 546.0832 | 4.9473 | 546.0832 | 7.1824 | 546.0832 | 11.5038
| 551.3973 | 2.6094 | 546.3051 | 7.2519 | 546.3051 | 0.82174 | 550.887 | 3.3325 | 546.3051 | 4.9904 | 546.3051 | 4.9316 | 546.3051 | 7.1639 | 546.3051 | 11.4825
| 551.6238 | 2.6255 | 546.527 | 7.2099 | 546.527 | 0.82656 | 551.1138 | 3.3423 | 546.527 | 4.9859 | 546.527 | 4.9306 | 546.527 | 7.1397 | 546.527 | 11.6131
| 551.8503 | 2.632 | 546.749 | 7.1361 | 546.749 | 0.81988 | 551.3407 | 3.3396 | 546.749 | 4.9634 | 546.749 | 4.9192 | 546.749 | 7.1599 | 546.749 | 11.481
| 552.0768 | 2.6382 | 546.9709 | 7.1862 | 546.971 | 0.82536 | 551.5675 | 3.3352 | 546.9709 | 4.9783 | 546.9709 | 4.9036 | 546.971 | 7.1792 | 546.9709 | 11.5362
| 552.3034 | 2.6439 | 547.1929 | 7.2391 | 547.1929 | 0.82476 | 551.7944 | 3.3467 | 547.1929 | 4.9667 | 547.1929 | 4.9258 | 547.1929 | 7.1735 | 547.1929 | 11.4856
| 552.5299 | 2.6504 | 547.4149 | 7.2896 | 547.4149 | 0.83131 | 552.0213 | 3.3591 | 547.4149 | 4.982 | 547.4149 | 4.9302 | 547.4149 | 7.1927 | 547.4149 | 11.5747
| 552.7565 | 2.656 | 547.6369 | 7.2335 | 547.6369 | 0.82807 | 552.2482 | 3.3706 | 547.6369 | 4.9691 | 547.6369 | 4.9352 | 547.6369 | 7.1404 | 547.6369 | 11.3996
| 552.9831 | 2.6735 | 547.8589 | 7.2957 | 547.8589 | 0.83024 | 552.4751 | 3.3883 | 547.8589 | 4.9809 | 547.8589 | 4.9397 | 547.8589 | 7.1409 | 547.8589 | 11.4687
| 553.2097 | 2.6756 | 548.0809 | 7.2754 | 548.0809 | 0.83393 | 552.702 | 3.3954 | 548.0809 | 4.9643 | 548.0809 | 4.8933 | 548.0809 | 7.113 | 548.0809 | 11.3978
| 553.4362 | 2.6822 | 548.303 | 7.3588 | 548.303 | 0.83736 | 552.9289 | 3.3972 | 548.303 | 4.9895 | 548.303 | 4.9395 | 548.303 | 7.159 | 548.303 | 11.5174
| 553.6629 | 2.6835 | 548.525 | 7.2702 | 548.525 | 0.84001 | 553.1558 | 3.4007 | 548.525 | 4.9713 | 548.525 | 4.9572 | 548.525 | 7.1364 | 548.525 | 11.4654
| 553.8895 | 2.6941 | 548.7471 | 7.4021 | 548.7471 | 0.83758 | 553.3828 | 3.3883 | 548.7471 | 4.9864 | 548.7471 | 4.9375 | 548.7471 | 7.2268 | 548.7471 | 11.5068
| 554.1161 | 2.6982 | 548.9691 | 7.3364 | 548.9691 | 0.83982 | 553.6097 | 3.3795 | 548.9691 | 4.9665 | 548.9691 | 4.907 | 548.9691 | 7.1775 | 548.9691 | 11.4633
| 554.3428 | 2.7247 | 549.1912 | 7.372 | 549.1912 | 0.84924 | 553.8367 | 3.3883 | 549.1912 | 4.9827 | 549.1912 | 4.9416 | 549.1912 | 7.1808 | 549.1912 | 11.491
| 554.5694 | 2.7247 | 549.4133 | 7.3291 | 549.4133 | 0.84203 | 554.0637 | 3.4034 | 549.4133 | 4.9696 | 549.4133 | 4.9392 | 549.4133 | 7.1457 | 549.4133 | 11.4665
| 554.7961 | 2.7341 | 549.6353 | 7.4089 | 549.6353 | 0.84933 | 554.2907 | 3.4184 | 549.6353 | 4.9879 | 549.6353 | 4.9676 | 549.6353 | 7.1688 | 549.6353 | 11.4799
| 555.0228 | 2.7539 | 549.8574 | 7.3056 | 549.8574 | 0.84789 | 554.5177 | 3.4193 | 549.8574 | 4.9695 | 549.8574 | 4.9481 | 549.8574 | 7.1636 | 549.8574 | 11.4301
| 555.2495 | 2.7604 | 550.0795 | 7.408 | 550.0795 | 0.85022 | 554.7447 | 3.4273 | 550.0795 | 4.9856 | 550.0795 | 4.9522 | 550.0795 | 7.1848 | 550.0795 | 11.5052
| 555.4762 | 2.7747 | 550.3016 | 7.4197 | 550.3016 | 0.85078 | 554.9718 | 3.4415 | 550.3016 | 4.9743 | 550.3016 | 4.9663 | 550.3016 | 7.1424 | 550.3016 | 11.3895
| 555.7029 | 2.7882 | 550.5238 | 7.463 | 550.5238 | 0.85403 | 555.1988 | 3.4424 | 550.5238 | 4.9956 | 550.5238 | 4.9557 | 550.5238 | 7.2157 | 550.5238 | 11.5513
| 555.9297 | 2.7926 | 550.7459 | 7.4092 | 550.7459 | 0.84927 | 555.4259 | 3.4361 | 550.7459 | 4.9755 | 550.7459 | 4.9693 | 550.7459 | 7.1613 | 550.7459 | 11.4503
| 556.1564 | 2.8064 | 550.9681 | 7.5233 | 550.9681 | 0.85463 | 555.6529 | 3.422 | 550.9681 | 5.0024 | 550.9681 | 5.0022 | 550.9681 | 7.1566 | 550.9681 | 11.5076
| 556.3832 | 2.8047 | 551.1902 | 7.445 | 551.1902 | 0.85907 | 555.88 | 3.4105 | 551.1902 | 4.9975 | 551.1902 | 4.9702 | 551.1902 | 7.1638 | 551.1902 | 11.4235
| 556.6099 | 2.8029 | 551.4124 | 7.5113 | 551.4124 | 0.86874 | 556.1071 | 3.4025 | 551.4124 | 5.0149 | 551.4124 | 4.9809 | 551.4124 | 7.1865 | 551.4124 | 11.5464
| 556.8367 | 2.8104 | 551.6346 | 7.5447 | 551.6346 | 0.86462 | 556.3342 | 3.3963 | 551.6346 | 5.0157 | 551.6346 | 5.0114 | 551.6346 | 7.1668 | 551.6346 | 11.526
| 557.0635 | 2.8202 | 551.8568 | 7.6448 | 551.8568 | 0.87139 | 556.5613 | 3.3927 | 551.8568 | 5.0374 | 551.8568 | 5.0326 | 551.8568 | 7.2336 | 551.8568 | 11.5872
| 557.2903 | 2.8303 | 552.079 | 7.6004 | 552.079 | 0.87051 | 556.7885 | 3.3927 | 552.079 | 5.0332 | 552.079 | 5.0218 | 552.079 | 7.1865 | 552.079 | 11.6034
| 557.5171 | 2.8341 | 552.3012 | 7.6195 | 552.3012 | 0.87479 | 557.0156 | 3.3892 | 552.3012 | 5.0544 | 552.3012 | 5.0488 | 552.3012 | 7.2618 | 552.3012 | 11.6593
| 557.744 | 2.8315 | 552.5234 | 7.6384 | 552.5234 | 0.87895 | 557.2428 | 3.391 | 552.5234 | 5.0472 | 552.5234 | 5.038 | 552.5234 | 7.2703 | 552.5234 | 11.6417
| 557.9708 | 2.8418 | 552.7457 | 7.7635 | 552.7457 | 0.88075 | 557.4699 | 3.3821 | 552.7457 | 5.0702 | 552.7457 | 5.0624 | 552.7457 | 7.2636 | 552.7457 | 11.6465
| 558.1977 | 2.855 | 552.9679 | 7.6901 | 552.9679 | 0.88497 | 557.6971 | 3.3812 | 552.9679 | 5.0563 | 552.9679 | 5.0508 | 552.9679 | 7.2316 | 552.9679 | 11.6488
| 558.4245 | 2.8518 | 553.1902 | 7.7446 | 553.1902 | 0.88601 | 557.9243 | 3.3812 | 553.1902 | 5.0669 | 553.1902 | 5.0788 | 553.1902 | 7.2776 | 553.1902 | 11.6417
| 558.6514 | 2.8439 | 553.4124 | 7.6826 | 553.4124 | 0.89247 | 558.1515 | 3.3795 | 553.4124 | 5.0539 | 553.4124 | 5.0825 | 553.4124 | 7.2479 | 553.4124 | 11.6394
| 558.8783 | 2.8512 | 553.6347 | 7.714 | 553.6347 | 0.88531 | 558.3787 | 3.3617 | 553.6347 | 5.071 | 553.6347 | 5.0672 | 553.6347 | 7.2263 | 553.6347 | 11.6548
| 559.1052 | 2.8555 | 553.857 | 7.7481 | 553.857 | 0.89319 | 558.606 | 3.3617 | 553.857 | 5.047 | 553.857 | 5.0751 | 553.857 | 7.2326 | 553.857 | 11.6757
| 559.3321 | 2.8574 | 554.0793 | 7.8384 | 554.0793 | 0.89234 | 558.8332 | 3.3591 | 554.0793 | 5.0746 | 554.0793 | 5.0955 | 554.0793 | 7.2339 | 554.0793 | 11.6497
| 559.559 | 2.8447 | 554.3016 | 7.8476 | 554.3016 | 0.89228 | 559.0604 | 3.3617 | 554.3016 | 5.0531 | 554.3016 | 5.0512 | 554.3016 | 7.1834 | 554.3016 | 11.5599
| 559.786 | 2.8581 | 554.5239 | 7.8411 | 554.5239 | 0.90072 | 559.2877 | 3.36 | 554.5239 | 5.0739 | 554.5239 | 5.0508 | 554.5239 | 7.2422 | 554.5239 | 11.6382
| 560.0129 | 2.8751 | 554.7462 | 7.8871 | 554.7462 | 0.90113 | 559.515 | 3.3671 | 554.7462 | 5.0527 | 554.7462 | 5.0397 | 554.7462 | 7.2479 | 554.7462 | 11.5934
| 560.2399 | 2.882 | 554.9686 | 7.9225 | 554.9686 | 0.9016 | 559.7423 | 3.3608 | 554.9686 | 5.0685 | 554.9686 | 5.1022 | 554.9686 | 7.2689 | 554.9686 | 11.6232
| 560.4669 | 2.8823 | 555.1909 | 7.8874 | 555.1909 | 0.89981 | 559.9696 | 3.3653 | 555.1909 | 5.0562 | 555.1909 | 5.0724 | 555.1909 | 7.2155 | 555.1909 | 11.6291
| 560.6938 | 2.8851 | 555.4133 | 7.8684 | 555.4133 | 0.90831 | 560.1969 | 3.3644 | 555.4133 | 5.064 | 555.4133 | 5.1003 | 555.4133 | 7.2932 | 555.4133 | 11.7066
| 560.9208 | 2.8823 | 555.6356 | 7.8663 | 555.6356 | 0.91197 | 560.4242 | 3.3715 | 555.6356 | 5.0606 | 555.6356 | 5.0827 | 555.6356 | 7.2366 | 555.6356 | 11.6776
| 561.1478 | 2.8835 | 555.858 | 7.9396 | 555.858 | 0.91953 | 560.6516 | 3.3706 | 555.858 | 5.0769 | 555.858 | 5.1022 | 555.858 | 7.2925 | 555.858 | 11.6224
| 561.3749 | 2.8679 | 556.0804 | 7.9333 | 556.0804 | 0.9097 | 560.8789 | 3.375 | 556.0804 | 5.0465 | 556.0804 | 5.0684 | 556.0804 | 7.2291 | 556.0804 | 11.584
| 561.6019 | 2.882 | 556.3028 | 7.9478 | 556.3028 | 0.91298 | 561.1063 | 3.3689 | 556.3028 | 5.0686 | 556.3028 | 5.0644 | 556.3028 | 7.1842 | 556.3028 | 11.6086
| 561.8289 | 2.8984 | 556.5252 | 7.938 | 556.5252 | 0.90453 | 561.3337 | 3.3689 | 556.5252 | 5.039 | 556.5252 | 5.0714 | 556.5252 | 7.2168 | 556.5252 | 11.5928
| 562.056 | 2.9165 | 556.7476 | 7.9296 | 556.7476 | 0.9166 | 561.561 | 3.3724 | 556.7476 | 5.0481 | 556.7476 | 5.0729 | 556.7476 | 7.2198 | 556.7476 | 11.5424
| 562.2831 | 2.934 | 556.97 | 7.9271 | 556.97 | 0.91789 | 561.7884 | 3.3804 | 556.97 | 5.0187 | 556.97 | 5.0691 | 556.97 | 7.2203 | 556.97 | 11.4912
| 562.5101 | 2.9465 | 557.1925 | 8.0207 | 557.1925 | 0.91578 | 562.0158 | 3.3671 | 557.1925 | 5.035 | 557.1925 | 5.0518 | 557.1925 | 7.2194 | 557.1925 | 11.5985
| 562.7372 | 2.9518 | 557.4149 | 7.8874 | 557.4149 | 0.91732 | 562.2433 | 3.368 | 557.4149 | 5.0187 | 557.4149 | 5.0624 | 557.4149 | 7.1452 | 557.4149 | 11.5025
| 562.9643 | 2.9675 | 557.6374 | 7.9559 | 557.6374 | 0.92366 | 562.4707 | 3.3582 | 557.6374 | 5.0454 | 557.6374 | 5.0813 | 557.6374 | 7.217 | 557.6374 | 11.5522
| 563.1915 | 2.964 | 557.8599 | 7.9872 | 557.8599 | 0.92363 | 562.6982 | 3.3564 | 557.8599 | 5.0241 | 557.8599 | 5.0625 | 557.8599 | 7.236 | 557.8599 | 11.453
| 563.4186 | 2.9756 | 558.0823 | 8.0111 | 558.0823 | 0.93084 | 562.9256 | 3.3538 | 558.0823 | 5.0477 | 558.0823 | 5.0844 | 558.0823 | 7.2137 | 558.0823 | 11.6234
| 563.6457 | 2.9844 | 558.3049 | 8.0305 | 558.3049 | 0.92489 | 563.1531 | 3.3529 | 558.3049 | 5.0329 | 558.3049 | 5.1005 | 558.3049 | 7.2347 | 558.3049 | 11.5194
| 563.8729 | 3.0027 | 558.5273 | 8.1 | 558.5273 | 0.93525 | 563.3806 | 3.3414 | 558.5273 | 5.0575 | 558.5273 | 5.102 | 558.5273 | 7.2818 | 558.5273 | 11.6326
| 564.1001 | 3.0143 | 558.7499 | 8.1238 | 558.7499 | 0.93824 | 563.6081 | 3.3387 | 558.7499 | 5.0508 | 558.7499 | 5.1069 | 558.7499 | 7.2699 | 558.7499 | 11.5439
| 564.3272 | 3.017 | 558.9724 | 8.196 | 558.9724 | 0.94499 | 563.8356 | 3.3272 | 558.9724 | 5.0653 | 558.9724 | 5.1265 | 558.9724 | 7.246 | 558.9724 | 11.5579
| 564.5544 | 3.0145 | 559.1949 | 8.1559 | 559.1949 | 0.9471 | 564.0631 | 3.3352 | 559.1949 | 5.0569 | 559.1949 | 5.1059 | 559.1949 | 7.2118 | 559.1949 | 11.531
| 564.7816 | 3.0244 | 559.4175 | 8.2454 | 559.4175 | 0.95286 | 564.2906 | 3.321 | 559.4175 | 5.0774 | 559.4175 | 5.1222 | 559.4175 | 7.2662 | 559.4175 | 11.6386
| 565.0088 | 3.0296 | 559.64 | 8.2188 | 559.64 | 0.95223 | 564.5181 | 3.3254 | 559.64 | 5.07 | 559.64 | 5.1426 | 559.64 | 7.2048 | 559.64 | 11.6257
| 565.236 | 3.0411 | 559.8625 | 8.1925 | 559.8626 | 0.9511 | 564.7457 | 3.3183 | 559.8625 | 5.091 | 559.8625 | 5.1739 | 559.8626 | 7.2675 | 559.8625 | 11.5996
| 565.4633 | 3.0548 | 560.0851 | 8.2577 | 560.0851 | 0.95 | 564.9733 | 3.3175 | 560.0851 | 5.0709 | 560.0851 | 5.1507 | 560.0851 | 7.2381 | 560.0851 | 11.6453
| 565.6905 | 3.0684 | 560.3077 | 8.3317 | 560.3077 | 0.95885 | 565.2009 | 3.3068 | 560.3077 | 5.0868 | 560.3077 | 5.1547 | 560.3077 | 7.2761 | 560.3077 | 11.6763
| 565.9178 | 3.0649 | 560.5303 | 8.2793 | 560.5303 | 0.96121 | 565.4284 | 3.3122 | 560.5303 | 5.0726 | 560.5303 | 5.1636 | 560.5303 | 7.3014 | 560.5303 | 11.6125
| 566.145 | 3.078 | 560.7529 | 8.3694 | 560.7529 | 0.96005 | 565.6561 | 3.3033 | 560.7529 | 5.0908 | 560.7529 | 5.1975 | 560.7529 | 7.2874 | 560.7529 | 11.7362
| 566.3723 | 3.076 | 560.9755 | 8.3056 | 560.9755 | 0.96581 | 565.8837 | 3.3122 | 560.9755 | 5.0674 | 560.9755 | 5.148 | 560.9755 | 7.2366 | 560.9755 | 11.6182
| 566.5996 | 3.0796 | 561.1982 | 8.3551 | 561.1982 | 0.96893 | 566.1113 | 3.2945 | 561.1982 | 5.0846 | 561.1982 | 5.1905 | 561.1982 | 7.2892 | 561.1982 | 11.6505
| 566.8269 | 3.085 | 561.4208 | 8.3318 | 561.4208 | 0.97155 | 566.3389 | 3.3139 | 561.4208 | 5.0694 | 561.4208 | 5.1654 | 561.4208 | 7.2567 | 561.4208 | 11.5994
| 567.0543 | 3.093 | 561.6434 | 8.443 | 561.6434 | 0.97003 | 566.5666 | 3.3068 | 561.6434 | 5.0917 | 561.6434 | 5.1584 | 561.6434 | 7.305 | 561.6434 | 11.7283
| 567.2816 | 3.1014 | 561.8661 | 8.4503 | 561.8661 | 0.97274 | 566.7943 | 3.3245 | 561.8661 | 5.0741 | 561.8661 | 5.1758 | 561.8661 | 7.2423 | 561.8661 | 11.5766
| 567.5089 | 3.1165 | 562.0887 | 8.4488 | 562.0888 | 0.97926 | 567.0219 | 3.313 | 562.0887 | 5.0896 | 562.0887 | 5.1856 | 562.0888 | 7.2791 | 562.0887 | 11.6928
| 567.7363 | 3.1312 | 562.3114 | 8.4622 | 562.3114 | 0.97684 | 567.2496 | 3.3245 | 562.3114 | 5.074 | 562.3114 | 5.1668 | 562.3114 | 7.264 | 562.3114 | 11.5707
| 567.9636 | 3.1428 | 562.5341 | 8.5156 | 562.5341 | 0.9747 | 567.4773 | 3.3095 | 562.5341 | 5.0863 | 562.5341 | 5.2102 | 562.5341 | 7.2762 | 562.5341 | 11.6673
| 568.191 | 3.1465 | 562.7568 | 8.5004 | 562.7568 | 0.98412 | 567.705 | 3.3378 | 562.7568 | 5.0655 | 562.7568 | 5.1792 | 562.7568 | 7.254 | 562.7568 | 11.6229
| 568.4184 | 3.1397 | 562.9795 | 8.5658 | 562.9795 | 0.98308 | 567.9328 | 3.321 | 562.9795 | 5.0809 | 562.9795 | 5.1637 | 562.9795 | 7.2639 | 562.9795 | 11.6321
| 568.6458 | 3.1365 | 563.2022 | 8.5138 | 563.2022 | 0.98103 | 568.1605 | 3.321 | 563.2022 | 5.0602 | 563.2022 | 5.1758 | 563.2022 | 7.2143 | 563.2022 | 11.6124
| 568.8732 | 3.1366 | 563.425 | 8.5896 | 563.425 | 0.98783 | 568.3882 | 3.3228 | 563.425 | 5.0707 | 563.425 | 5.1596 | 563.425 | 7.2221 | 563.425 | 11.6185
| 569.1006 | 3.1277 | 563.6477 | 8.5916 | 563.6477 | 0.98881 | 568.616 | 3.3122 | 563.6477 | 5.0547 | 563.6477 | 5.1398 | 563.6477 | 7.2444 | 563.6477 | 11.5497
| 569.3281 | 3.1382 | 563.8704 | 8.6127 | 563.8704 | 0.99328 | 568.8438 | 3.2998 | 563.8704 | 5.0641 | 563.8704 | 5.1642 | 563.8704 | 7.2457 | 563.8704 | 11.6314
| 569.5555 | 3.1373 | 564.0932 | 8.5904 | 564.0932 | 0.98739 | 569.0716 | 3.3122 | 564.0932 | 5.0434 | 564.0932 | 5.1781 | 564.0932 | 7.2412 | 564.0932 | 11.5716
| 569.783 | 3.1473 | 564.316 | 8.6039 | 564.316 | 1.0029 | 569.2993 | 3.2918 | 564.316 | 5.0524 | 564.316 | 5.1965 | 564.316 | 7.235 | 564.316 | 11.5877
| 570.0104 | 3.1666 | 564.5388 | 8.6286 | 564.5388 | 0.99785 | 569.5272 | 3.298 | 564.5388 | 5.0342 | 564.5388 | 5.1688 | 564.5388 | 7.2603 | 564.5388 | 11.5748
| 570.2379 | 3.1561 | 564.7615 | 8.7326 | 564.7615 | 1.0031 | 569.755 | 3.2732 | 564.7615 | 5.0487 | 564.7615 | 5.182 | 564.7615 | 7.2469 | 564.7615 | 11.608
| 570.4654 | 3.1322 | 564.9843 | 8.7072 | 564.9843 | 0.99829 | 569.9828 | 3.2714 | 564.9843 | 5.0301 | 564.9843 | 5.1537 | 564.9843 | 7.1984 | 564.9843 | 11.5543
| 570.6929 | 3.1203 | 565.2072 | 8.7697 | 565.2071 | 1.0071 | 570.2106 | 3.2528 | 565.2072 | 5.04 | 565.2072 | 5.1647 | 565.2071 | 7.267 | 565.2072 | 11.5855
| 570.9204 | 3.1248 | 565.4299 | 8.7452 | 565.4299 | 1.0107 | 570.4385 | 3.244 | 565.4299 | 5.0361 | 565.4299 | 5.1841 | 565.4299 | 7.2228 | 565.4299 | 11.5555
| 571.148 | 3.1247 | 565.6528 | 8.8183 | 565.6528 | 1.019 | 570.6664 | 3.2121 | 565.6528 | 5.0498 | 565.6528 | 5.1861 | 565.6528 | 7.2742 | 565.6528 | 11.6888
| 571.3755 | 3.1255 | 565.8756 | 8.8334 | 565.8756 | 1.0138 | 570.8942 | 3.2094 | 565.8756 | 5.0306 | 565.8756 | 5.1407 | 565.8756 | 7.2562 | 565.8756 | 11.6276
| 571.6031 | 3.1452 | 566.0984 | 8.8362 | 566.0984 | 1.0223 | 571.1221 | 3.1855 | 566.0984 | 5.0515 | 566.0984 | 5.207 | 566.0984 | 7.211 | 566.0984 | 11.6965
| 571.8306 | 3.1522 | 566.3214 | 8.8427 | 566.3214 | 1.0214 | 571.35 | 3.2032 | 566.3214 | 5.044 | 566.3214 | 5.2049 | 566.3214 | 7.3018 | 566.3214 | 11.6266
| 572.0582 | 3.1605 | 566.5442 | 8.9496 | 566.5442 | 1.0349 | 571.5779 | 3.19 | 566.5442 | 5.0727 | 566.5442 | 5.2161 | 566.5442 | 7.3271 | 566.5442 | 11.6794
| 572.2858 | 3.1606 | 566.7671 | 8.9717 | 566.7671 | 1.0327 | 571.8059 | 3.1935 | 566.7671 | 5.0543 | 566.7671 | 5.1885 | 566.7671 | 7.2778 | 566.7671 | 11.7028
| 572.5134 | 3.1608 | 566.99 | 8.9909 | 566.99 | 1.036 | 572.0338 | 3.1838 | 566.99 | 5.0694 | 566.99 | 5.2206 | 566.99 | 7.2999 | 566.99 | 11.7108
| 572.741 | 3.1723 | 567.2129 | 9.0169 | 567.2129 | 1.0381 | 572.2618 | 3.1882 | 567.2129 | 5.0594 | 567.2129 | 5.2139 | 567.2129 | 7.2795 | 567.2129 | 11.7476
| 572.9686 | 3.1746 | 567.4358 | 9.056 | 567.4358 | 1.0427 | 572.4897 | 3.1713 | 567.4358 | 5.0849 | 567.4358 | 5.2459 | 567.4358 | 7.2924 | 567.4358 | 11.7291
| 573.1963 | 3.182 | 567.6587 | 9.0814 | 567.6587 | 1.0466 | 572.7177 | 3.1731 | 567.6587 | 5.0621 | 567.6587 | 5.2113 | 567.6587 | 7.3102 | 567.6587 | 11.7443
| 573.4239 | 3.1756 | 567.8817 | 9.1667 | 567.8817 | 1.0472 | 572.9457 | 3.143 | 567.8817 | 5.0803 | 567.8817 | 5.2244 | 567.8817 | 7.3785 | 567.8817 | 11.781
| 573.6516 | 3.1835 | 568.1046 | 9.0955 | 568.1046 | 1.0439 | 573.1737 | 3.1403 | 568.1046 | 5.0582 | 568.1046 | 5.2102 | 568.1046 | 7.3001 | 568.1046 | 11.7673
| 573.8792 | 3.2051 | 568.3275 | 9.1819 | 568.3275 | 1.0539 | 573.4017 | 3.1226 | 568.3275 | 5.0719 | 568.3275 | 5.2477 | 568.3275 | 7.3389 | 568.3275 | 11.7071
| 574.1069 | 3.2095 | 568.5505 | 9.2045 | 568.5505 | 1.0592 | 573.6297 | 3.1279 | 568.5505 | 5.0487 | 568.5505 | 5.2067 | 568.5505 | 7.3311 | 568.5505 | 11.7444
| 574.3346 | 3.2196 | 568.7734 | 9.2391 | 568.7734 | 1.06 | 573.8578 | 3.1191 | 568.7734 | 5.0658 | 568.7734 | 5.2582 | 568.7734 | 7.3341 | 568.7734 | 11.7493
| 574.5623 | 3.217 | 568.9964 | 9.2436 | 568.9964 | 1.0609 | 574.0858 | 3.1253 | 568.9964 | 5.0435 | 568.9964 | 5.2085 | 568.9964 | 7.349 | 568.9964 | 11.7038
| 574.79 | 3.2171 | 569.2194 | 9.2978 | 569.2194 | 1.0615 | 574.3139 | 3.1156 | 569.2194 | 5.0503 | 569.2194 | 5.2238 | 569.2194 | 7.332 | 569.2194 | 11.7102
| 575.0178 | 3.2159 | 569.4424 | 9.3314 | 569.4424 | 1.0636 | 574.5419 | 3.1103 | 569.4424 | 5.0296 | 569.4424 | 5.2373 | 569.4424 | 7.325 | 569.4424 | 11.6859
| 575.2455 | 3.2275 | 569.6654 | 9.3712 | 569.6654 | 1.0686 | 574.77 | 3.0943 | 569.6654 | 5.0424 | 569.6654 | 5.2266 | 569.6654 | 7.3181 | 569.6654 | 11.7119
| 575.4733 | 3.238 | 569.8884 | 9.3206 | 569.8884 | 1.0631 | 574.9981 | 3.0952 | 569.8884 | 5.0152 | 569.8884 | 5.2048 | 569.8884 | 7.2736 | 569.8884 | 11.6848
| 575.701 | 3.2594 | 570.1115 | 9.3212 | 570.1115 | 1.0723 | 575.2262 | 3.0934 | 570.1115 | 5.0271 | 570.1115 | 5.2081 | 570.1115 | 7.3095 | 570.1115 | 11.6741
| 575.9288 | 3.2691 | 570.3345 | 9.348 | 570.3345 | 1.0654 | 575.4543 | 3.104 | 570.3345 | 4.9977 | 570.3345 | 5.1922 | 570.3345 | 7.2937 | 570.3345 | 11.6916
| 576.1566 | 3.2625 | 570.5576 | 9.4019 | 570.5576 | 1.0761 | 575.6825 | 3.0969 | 570.5576 | 5.016 | 570.5576 | 5.1999 | 570.5576 | 7.3243 | 570.5576 | 11.6674
| 576.3844 | 3.2742 | 570.7806 | 9.406 | 570.7806 | 1.0643 | 575.9106 | 3.1005 | 570.7806 | 4.9787 | 570.7806 | 5.1706 | 570.7806 | 7.2214 | 570.7806 | 11.6028
| 576.6122 | 3.28 | 571.0037 | 9.3946 | 571.0037 | 1.0727 | 576.1387 | 3.0961 | 571.0037 | 4.9905 | 571.0037 | 5.2169 | 571.0037 | 7.268 | 571.0037 | 11.6548
| 576.84 | 3.2797 | 571.2268 | 9.4116 | 571.2268 | 1.0768 | 576.3669 | 3.0987 | 571.2268 | 4.9582 | 571.2268 | 5.1599 | 571.2268 | 7.2034 | 571.2268 | 11.6505
| 577.0679 | 3.2928 | 571.4499 | 9.5017 | 571.4499 | 1.0812 | 576.5951 | 3.1031 | 571.4499 | 4.9723 | 571.4499 | 5.1808 | 571.4499 | 7.235 | 571.4499 | 11.6422
| 577.2957 | 3.2914 | 571.673 | 9.4507 | 571.673 | 1.0773 | 576.8233 | 3.1014 | 571.673 | 4.9476 | 571.673 | 5.1606 | 571.673 | 7.1814 | 571.673 | 11.6527
| 577.5236 | 3.2965 | 571.8961 | 9.489 | 571.8961 | 1.084 | 577.0515 | 3.0908 | 571.8961 | 4.9493 | 571.8961 | 5.1842 | 571.8961 | 7.2845 | 571.8961 | 11.5986
| 577.7514 | 3.3039 | 572.1192 | 9.4902 | 572.1192 | 1.0791 | 577.2797 | 3.0943 | 572.1192 | 4.9296 | 572.1192 | 5.1368 | 572.1192 | 7.2437 | 572.1192 | 11.6164
| 577.9793 | 3.3031 | 572.3423 | 9.5388 | 572.3424 | 1.0878 | 577.5079 | 3.0863 | 572.3423 | 4.936 | 572.3423 | 5.1621 | 572.3424 | 7.237 | 572.3423 | 11.5446
| 578.2072 | 3.3104 | 572.5655 | 9.5047 | 572.5655 | 1.0813 | 577.7361 | 3.0854 | 572.5655 | 4.9078 | 572.5655 | 5.1251 | 572.5655 | 7.1625 | 572.5655 | 11.5436
| 578.4351 | 3.3016 | 572.7886 | 9.4794 | 572.7886 | 1.0857 | 577.9644 | 3.0766 | 572.7886 | 4.9154 | 572.7886 | 5.1268 | 572.7886 | 7.1519 | 572.7886 | 11.5799
| 578.663 | 3.3009 | 573.0118 | 9.5313 | 573.0118 | 1.0832 | 578.1927 | 3.0722 | 573.0118 | 4.8879 | 573.0118 | 5.1233 | 573.0118 | 7.2038 | 573.0118 | 11.5048
| 578.891 | 3.3056 | 573.235 | 9.6288 | 573.235 | 1.0881 | 578.4209 | 3.058 | 573.235 | 4.8848 | 573.235 | 5.0994 | 573.235 | 7.1364 | 573.235 | 11.5114
| 579.1189 | 3.3074 | 573.4582 | 9.5893 | 573.4582 | 1.0896 | 578.6492 | 3.0509 | 573.4582 | 4.862 | 573.4582 | 5.0873 | 573.4582 | 7.1284 | 573.4582 | 11.4252
| 579.3469 | 3.3255 | 573.6813 | 9.5858 | 573.6813 | 1.0836 | 578.8775 | 3.0421 | 573.6813 | 4.866 | 573.6813 | 5.1071 | 573.6813 | 7.1313 | 573.6813 | 11.5136
| 579.5748 | 3.3236 | 573.9045 | 9.5756 | 573.9045 | 1.0872 | 579.1058 | 3.0376 | 573.9045 | 4.8433 | 573.9045 | 5.0618 | 573.9045 | 7.0862 | 573.9045 | 11.459
| 579.8028 | 3.3228 | 574.1278 | 9.626 | 574.1278 | 1.0923 | 579.3341 | 3.0394 | 574.1278 | 4.8454 | 574.1278 | 5.0984 | 574.1278 | 7.0988 | 574.1278 | 11.458
| 580.0308 | 3.326 | 574.351 | 9.5923 | 574.351 | 1.0879 | 579.5625 | 3.0332 | 574.351 | 4.8195 | 574.351 | 5.0637 | 574.351 | 7.0752 | 574.351 | 11.345
| 580.2588 | 3.329 | 574.5742 | 9.6612 | 574.5742 | 1.0897 | 579.7908 | 3.027 | 574.5742 | 4.8235 | 574.5742 | 5.0719 | 574.5742 | 7.0596 | 574.5742 | 11.4074
| 580.4868 | 3.3471 | 574.7975 | 9.6874 | 574.7975 | 1.0896 | 580.0192 | 3.0146 | 574.7975 | 4.8016 | 574.7975 | 5.0267 | 574.7975 | 7.0258 | 574.7975 | 11.3359
| 580.7148 | 3.3408 | 575.0208 | 9.6123 | 575.0208 | 1.0895 | 580.2475 | 3.0146 | 575.0208 | 4.7725 | 575.0208 | 5.0491 | 575.0208 | 7.0073 | 575.0208 | 11.262
| 580.9428 | 3.3478 | 575.244 | 9.6982 | 575.244 | 1.0939 | 580.4759 | 3.0111 | 575.244 | 4.7836 | 575.244 | 5.0229 | 575.244 | 7.0495 | 575.244 | 11.2905
| 581.1709 | 3.341 | 575.4673 | 9.672 | 575.4673 | 1.1008 | 580.7043 | 3.0075 | 575.4673 | 4.7592 | 575.4673 | 5.0078 | 575.4673 | 7.0045 | 575.4673 | 11.2813
| 581.3989 | 3.3507 | 575.6906 | 9.6985 | 575.6906 | 1.096 | 580.9327 | 3.0004 | 575.6906 | 4.7701 | 575.6906 | 5.0002 | 575.6906 | 7.0324 | 575.6906 | 11.3223
| 581.627 | 3.3529 | 575.9138 | 9.7018 | 575.9138 | 1.1018 | 581.1611 | 2.9924 | 575.9138 | 4.7464 | 575.9138 | 5.0004 | 575.9138 | 6.9688 | 575.9138 | 11.2003
| 581.8551 | 3.3625 | 576.1371 | 9.782 | 576.1372 | 1.1026 | 581.3895 | 2.9898 | 576.1371 | 4.7605 | 576.1371 | 5.0278 | 576.1372 | 7.0001 | 576.1371 | 11.2288
| 582.0832 | 3.3609 | 576.3605 | 9.7857 | 576.3605 | 1.1041 | 581.618 | 2.9871 | 576.3605 | 4.7427 | 576.3605 | 5.0082 | 576.3605 | 6.9998 | 576.3605 | 11.1959
| 582.3113 | 3.3858 | 576.5838 | 9.811 | 576.5838 | 1.1058 | 581.8464 | 2.9871 | 576.5838 | 4.7439 | 576.5838 | 4.9957 | 576.5838 | 6.9851 | 576.5838 | 11.239
| 582.5394 | 3.3786 | 576.8071 | 9.8086 | 576.8071 | 1.1092 | 582.0749 | 2.988 | 576.8071 | 4.7208 | 576.8071 | 4.985 | 576.8071 | 6.9466 | 576.8071 | 11.1786
| 582.7675 | 3.3843 | 577.0305 | 9.9042 | 577.0305 | 1.1108 | 582.3033 | 2.9871 | 577.0305 | 4.7333 | 577.0305 | 4.9867 | 577.0305 | 6.9482 | 577.0305 | 11.2279
| 582.9956 | 3.395 | 577.2538 | 9.8234 | 577.2539 | 1.1103 | 582.5318 | 2.9792 | 577.2538 | 4.7034 | 577.2538 | 4.9725 | 577.2539 | 6.952 | 577.2538 | 11.1414
| 583.2238 | 3.4202 | 577.4772 | 9.8552 | 577.4772 | 1.1173 | 582.7603 | 2.9774 | 577.4772 | 4.7129 | 577.4772 | 4.9789 | 577.4772 | 6.9373 | 577.4772 | 11.1331
| 583.452 | 3.4311 | 577.7006 | 9.8406 | 577.7006 | 1.1135 | 582.9888 | 2.9792 | 577.7006 | 4.692 | 577.7006 | 4.949 | 577.7006 | 6.9075 | 577.7006 | 11.0788
| 583.6801 | 3.4394 | 577.924 | 9.8462 | 577.9239 | 1.1191 | 583.2173 | 2.9801 | 577.924 | 4.6987 | 577.924 | 4.9458 | 577.9239 | 6.9127 | 577.924 | 11.1043
| 583.9083 | 3.461 | 578.1473 | 9.8457 | 578.1473 | 1.1201 | 583.4459 | 2.9809 | 578.1473 | 4.681 | 578.1473 | 4.94 | 578.1473 | 6.8768 | 578.1473 | 11.049
| 584.1365 | 3.4873 | 578.3707 | 9.8586 | 578.3707 | 1.12 | 583.6744 | 2.9862 | 578.3707 | 4.6906 | 578.3707 | 4.9605 | 578.3707 | 6.8731 | 578.3707 | 11.1437
| 584.3647 | 3.4837 | 578.5942 | 9.8593 | 578.5942 | 1.1107 | 583.903 | 2.9845 | 578.5942 | 4.6613 | 578.5942 | 4.906 | 578.5942 | 6.8566 | 578.5942 | 10.9785
| 584.5929 | 3.5021 | 578.8176 | 9.8832 | 578.8176 | 1.1242 | 584.1315 | 2.996 | 578.8176 | 4.6658 | 578.8176 | 4.9428 | 578.8176 | 6.9075 | 578.8176 | 11.0513
| 584.8212 | 3.5148 | 579.041 | 9.9066 | 579.041 | 1.1175 | 584.3601 | 2.9933 | 579.041 | 4.6335 | 579.041 | 4.9437 | 579.041 | 6.8545 | 579.041 | 10.9741
| 585.0494 | 3.5228 | 579.2645 | 9.9431 | 579.2645 | 1.1218 | 584.5887 | 3.0013 | 579.2645 | 4.6487 | 579.2645 | 4.9298 | 579.2645 | 6.8141 | 579.2645 | 10.9944
| 585.2777 | 3.529 | 579.4879 | 9.86 | 579.4879 | 1.1158 | 584.8173 | 3.0084 | 579.4879 | 4.6161 | 579.4879 | 4.8875 | 579.4879 | 6.7855 | 579.4879 | 10.9169
| 585.5059 | 3.524 | 579.7114 | 9.9032 | 579.7114 | 1.1152 | 585.0459 | 3.019 | 579.7114 | 4.6219 | 579.7114 | 4.8855 | 579.7114 | 6.7652 | 579.7114 | 10.8935
| 585.7342 | 3.5156 | 579.9349 | 9.9421 | 579.9349 | 1.1175 | 585.2745 | 3.0155 | 579.9349 | 4.5989 | 579.9349 | 4.8559 | 579.9349 | 6.7636 | 579.9349 | 10.8711
| 585.9625 | 3.507 | 580.1583 | 9.9568 | 580.1583 | 1.1281 | 585.5032 | 3.0164 | 580.1583 | 4.6025 | 580.1583 | 4.896 | 580.1583 | 6.7167 | 580.1583 | 10.8248
| 586.1908 | 3.4964 | 580.3818 | 9.9113 | 580.3818 | 1.1256 | 585.7318 | 3.0111 | 580.3818 | 4.5753 | 580.3818 | 4.8428 | 580.3818 | 6.7043 | 580.3818 | 10.8317
| 586.4191 | 3.4869 | 580.6053 | 9.9511 | 580.6054 | 1.1248 | 585.9605 | 3.0164 | 580.6053 | 4.5774 | 580.6053 | 4.8691 | 580.6054 | 6.7435 | 580.6053 | 10.7893
| 586.6474 | 3.5024 | 580.8289 | 9.9083 | 580.8289 | 1.1243 | 586.1891 | 3.0049 | 580.8289 | 4.5485 | 580.8289 | 4.8095 | 580.8289 | 6.6598 | 580.8289 | 10.7027
| 586.8758 | 3.5191 | 581.0524 | 9.9674 | 581.0524 | 1.1234 | 586.4178 | 2.9986 | 581.0524 | 4.564 | 581.0524 | 4.8636 | 581.0524 | 6.6545 | 581.0524 | 10.7589
| 587.1041 | 3.5122 | 581.2759 | 9.9495 | 581.2759 | 1.1301 | 586.6465 | 2.9889 | 581.2759 | 4.5341 | 581.2759 | 4.7796 | 581.2759 | 6.6593 | 581.2759 | 10.6717
| 587.3325 | 3.5412 | 581.4995 | 9.9653 | 581.4995 | 1.1265 | 586.8752 | 2.9916 | 581.4995 | 4.5437 | 581.4995 | 4.8336 | 581.4995 | 6.693 | 581.4995 | 10.7525
| 587.5608 | 3.5378 | 581.723 | 10.0271 | 581.723 | 1.1304 | 587.1039 | 2.9836 | 581.723 | 4.5164 | 581.723 | 4.8197 | 581.723 | 6.6344 | 581.723 | 10.5621
| 587.7892 | 3.5385 | 581.9466 | 10.0712 | 581.9466 | 1.1356 | 587.3327 | 2.9845 | 581.9466 | 4.5256 | 581.9466 | 4.8012 | 581.9466 | 6.607 | 581.9466 | 10.6375
| 588.0176 | 3.547 | 582.1702 | 10.017 | 582.1702 | 1.1313 | 587.5614 | 2.9783 | 582.1702 | 4.5029 | 582.1702 | 4.7818 | 582.1702 | 6.6334 | 582.1702 | 10.6329
| 588.246 | 3.5334 | 582.3937 | 10.072 | 582.3937 | 1.1416 | 587.7902 | 2.9854 | 582.3937 | 4.5197 | 582.3937 | 4.8194 | 582.3937 | 6.6151 | 582.3937 | 10.6144
| 588.4744 | 3.5245 | 582.6173 | 10.0403 | 582.6173 | 1.1362 | 588.0189 | 2.9756 | 582.6173 | 4.4961 | 582.6173 | 4.7959 | 582.6173 | 6.5718 | 582.6173 | 10.5097
| 588.7028 | 3.5277 | 582.8409 | 10.0737 | 582.8409 | 1.1387 | 588.2477 | 2.9783 | 582.8409 | 4.5157 | 582.8409 | 4.7987 | 582.8409 | 6.6118 | 582.8409 | 10.5646
| 588.9313 | 3.5369 | 583.0646 | 10.0903 | 583.0646 | 1.1392 | 588.4765 | 2.9686 | 583.0646 | 4.4944 | 583.0646 | 4.7866 | 583.0646 | 6.5592 | 583.0646 | 10.4888
| 589.1597 | 3.5412 | 583.2882 | 10.1382 | 583.2882 | 1.1444 | 588.7053 | 2.9809 | 583.2882 | 4.4986 | 583.2882 | 4.7982 | 583.2882 | 6.6093 | 583.2882 | 10.5983
| 589.3882 | 3.5427 | 583.5118 | 10.1055 | 583.5118 | 1.1429 | 588.9341 | 2.9756 | 583.5118 | 4.4768 | 583.5118 | 4.7528 | 583.5118 | 6.5334 | 583.5118 | 10.4951
| 589.6167 | 3.5553 | 583.7355 | 10.2379 | 583.7355 | 1.1422 | 589.1629 | 2.9845 | 583.7355 | 4.4899 | 583.7355 | 4.8147 | 583.7355 | 6.5422 | 583.7355 | 10.494
| 589.8451 | 3.5608 | 583.9591 | 10.1814 | 583.9591 | 1.1499 | 589.3918 | 2.9783 | 583.9591 | 4.4711 | 583.9591 | 4.7709 | 583.9591 | 6.5249 | 583.9591 | 10.4583
| 590.0736 | 3.5772 | 584.1828 | 10.2031 | 584.1828 | 1.1462 | 589.6206 | 2.988 | 584.1828 | 4.4851 | 584.1828 | 4.7678 | 584.1828 | 6.5223 | 584.1828 | 10.5473
| 590.3021 | 3.5751 | 584.4064 | 10.216 | 584.4064 | 1.1511 | 589.8495 | 2.9836 | 584.4064 | 4.4639 | 584.4064 | 4.7741 | 584.4064 | 6.5174 | 584.4064 | 10.4519
| 590.5307 | 3.5826 | 584.6301 | 10.2075 | 584.6301 | 1.1564 | 590.0783 | 2.9916 | 584.6301 | 4.4647 | 584.6301 | 4.7542 | 584.6301 | 6.5104 | 584.6301 | 10.4658
| 590.7592 | 3.5905 | 584.8538 | 10.2698 | 584.8538 | 1.1472 | 590.3072 | 2.9951 | 584.8538 | 4.4446 | 584.8538 | 4.7478 | 584.8538 | 6.4962 | 584.8538 | 10.4338
| 590.9877 | 3.5987 | 585.0775 | 10.2336 | 585.0775 | 1.1592 | 590.5361 | 3.0031 | 585.0775 | 4.4522 | 585.0775 | 4.7535 | 585.0775 | 6.4993 | 585.0775 | 10.4485
| 591.2163 | 3.5974 | 585.3013 | 10.1803 | 585.3013 | 1.1648 | 590.765 | 3.0004 | 585.3013 | 4.4237 | 585.3013 | 4.7302 | 585.3013 | 6.4367 | 585.3013 | 10.3523
| 591.4449 | 3.6121 | 585.525 | 10.3081 | 585.525 | 1.1623 | 590.9939 | 3.0049 | 585.525 | 4.4341 | 585.525 | 4.744 | 585.525 | 6.4821 | 585.525 | 10.3775
| 591.6734 | 3.6028 | 585.7487 | 10.2248 | 585.7487 | 1.1699 | 591.2228 | 2.9924 | 585.7487 | 4.411 | 585.7487 | 4.7327 | 585.7487 | 6.4124 | 585.7487 | 10.3125
| 591.902 | 3.6243 | 585.9725 | 10.3524 | 585.9725 | 1.1579 | 591.4518 | 2.9977 | 585.9725 | 4.4171 | 585.9725 | 4.753 | 585.9725 | 6.4802 | 585.9725 | 10.3395
| 592.1306 | 3.6226 | 586.1962 | 10.3232 | 586.1962 | 1.1622 | 591.6807 | 2.9862 | 586.1962 | 4.3949 | 586.1962 | 4.7113 | 586.1962 | 6.4276 | 586.1962 | 10.3341
| 592.3592 | 3.619 | 586.42 | 10.3596 | 586.42 | 1.1664 | 591.9097 | 2.9942 | 586.42 | 4.4033 | 586.42 | 4.6958 | 586.42 | 6.4606 | 586.42 | 10.314
| 592.5879 | 3.6171 | 586.6437 | 10.2502 | 586.6437 | 1.1672 | 592.1386 | 2.9836 | 586.6437 | 4.3779 | 586.6437 | 4.6823 | 586.6437 | 6.3815 | 586.6437 | 10.202
| 592.8165 | 3.6204 | 586.8676 | 10.4176 | 586.8676 | 1.1735 | 592.3676 | 2.9898 | 586.8676 | 4.3896 | 586.8676 | 4.7146 | 586.8676 | 6.3742 | 586.8676 | 10.2573
| 593.0451 | 3.6048 | 587.0913 | 10.3151 | 587.0913 | 1.1665 | 592.5966 | 2.9809 | 587.0913 | 4.3589 | 587.0913 | 4.6949 | 587.0913 | 6.3945 | 587.0913 | 10.184
| 593.2738 | 3.6074 | 587.3151 | 10.4246 | 587.3151 | 1.1773 | 592.8256 | 2.9818 | 587.3151 | 4.3727 | 587.3151 | 4.6866 | 587.3151 | 6.3505 | 587.3151 | 10.2504
| 593.5024 | 3.6094 | 587.5389 | 10.319 | 587.5389 | 1.1687 | 593.0547 | 2.9641 | 587.5389 | 4.3464 | 587.5389 | 4.6807 | 587.5389 | 6.3333 | 587.5389 | 10.1877
| 593.7311 | 3.6216 | 587.7628 | 10.4162 | 587.7628 | 1.172 | 593.2837 | 2.9686 | 587.7628 | 4.3533 | 587.7628 | 4.6795 | 587.7628 | 6.3417 | 587.7628 | 10.1984
| 593.9598 | 3.6321 | 587.9866 | 10.4374 | 587.9866 | 1.1787 | 593.5127 | 2.9322 | 587.9866 | 4.3265 | 587.9866 | 4.662 | 587.9866 | 6.3392 | 587.9866 | 10.1036
| 594.1885 | 3.6463 | 588.2104 | 10.4318 | 588.2105 | 1.1761 | 593.7418 | 2.9535 | 588.2104 | 4.3423 | 588.2104 | 4.6709 | 588.2105 | 6.3197 | 588.2104 | 10.1288
| 594.4172 | 3.641 | 588.4343 | 10.4505 | 588.4343 | 1.1765 | 593.9708 | 2.9411 | 588.4343 | 4.3122 | 588.4343 | 4.6602 | 588.4343 | 6.3375 | 588.4343 | 10.0514
| 594.646 | 3.6318 | 588.6581 | 10.501 | 588.6581 | 1.1819 | 594.1999 | 2.9376 | 588.6581 | 4.3211 | 588.6581 | 4.6755 | 588.6581 | 6.3373 | 588.6581 | 10.0903
| 594.8747 | 3.6197 | 588.882 | 10.5439 | 588.882 | 1.1779 | 594.429 | 2.9314 | 588.882 | 4.296 | 588.882 | 4.6174 | 588.882 | 6.2864 | 588.882 | 9.9915
| 595.1034 | 3.6044 | 589.106 | 10.4521 | 589.106 | 1.182 | 594.6581 | 2.9314 | 589.106 | 4.3015 | 589.106 | 4.6417 | 589.106 | 6.2785 | 589.106 | 10.0298
| 595.3322 | 3.5981 | 589.3298 | 10.4764 | 589.3298 | 1.1727 | 594.8872 | 2.9189 | 589.3298 | 4.2809 | 589.3298 | 4.5956 | 589.3298 | 6.2343 | 589.3298 | 9.9918
| 595.561 | 3.6057 | 589.5537 | 10.5453 | 589.5537 | 1.1855 | 595.1163 | 2.934 | 589.5537 | 4.2936 | 589.5537 | 4.6283 | 589.5537 | 6.288 | 589.5537 | 10.0019
| 595.7898 | 3.6066 | 589.7776 | 10.5679 | 589.7776 | 1.1871 | 595.3455 | 2.9225 | 589.7776 | 4.2716 | 589.7776 | 4.6181 | 589.7776 | 6.2189 | 589.7776 | 9.9739
| 596.0186 | 3.6122 | 590.0016 | 10.5764 | 590.0016 | 1.1815 | 595.5746 | 2.9269 | 590.0016 | 4.2781 | 590.0016 | 4.6157 | 590.0016 | 6.2485 | 590.0016 | 10.0816
| 596.2474 | 3.6214 | 590.2255 | 10.4981 | 590.2255 | 1.1818 | 595.8038 | 2.9269 | 590.2255 | 4.2488 | 590.2255 | 4.5912 | 590.2255 | 6.215 | 590.2255 | 9.9748
| 596.4762 | 3.6371 | 590.4495 | 10.6656 | 590.4495 | 1.1863 | 596.0329 | 2.9367 | 590.4495 | 4.2504 | 590.4495 | 4.6121 | 590.4495 | 6.215 | 590.4495 | 9.8788
| 596.705 | 3.638 | 590.6734 | 10.5773 | 590.6734 | 1.1921 | 596.2621 | 2.9269 | 590.6734 | 4.2217 | 590.6734 | 4.5527 | 590.6734 | 6.1656 | 590.6734 | 9.8144
| 596.9338 | 3.6419 | 590.8973 | 10.6292 | 590.8973 | 1.1881 | 596.4913 | 2.9376 | 590.8973 | 4.2183 | 590.8973 | 4.5778 | 590.8973 | 6.201 | 590.8973 | 9.8723
| 597.1627 | 3.6395 | 591.1213 | 10.5693 | 591.1213 | 1.1899 | 596.7205 | 2.9349 | 591.1213 | 4.1954 | 591.1213 | 4.5721 | 591.1213 | 6.1366 | 591.1213 | 9.825
| 597.3916 | 3.6353 | 591.3453 | 10.6333 | 591.3453 | 1.1897 | 596.9497 | 2.9411 | 591.3453 | 4.1984 | 591.3453 | 4.5697 | 591.3453 | 6.1638 | 591.3453 | 9.8682
| 597.6204 | 3.6291 | 591.5693 | 10.6254 | 591.5693 | 1.1918 | 597.179 | 2.934 | 591.5693 | 4.1784 | 591.5693 | 4.565 | 591.5693 | 6.1422 | 591.5693 | 9.782
| 597.8493 | 3.6428 | 591.7933 | 10.7395 | 591.7933 | 1.2049 | 597.4082 | 2.9429 | 591.7933 | 4.1955 | 591.7933 | 4.5913 | 591.7933 | 6.135 | 591.7933 | 9.8192
| 598.0782 | 3.6374 | 592.0173 | 10.6851 | 592.0173 | 1.1933 | 597.6374 | 2.9402 | 592.0173 | 4.1619 | 592.0173 | 4.5359 | 592.0173 | 6.1283 | 592.0173 | 9.7035
| 598.3071 | 3.6327 | 592.2413 | 10.7314 | 592.2413 | 1.1985 | 597.8667 | 2.9437 | 592.2413 | 4.1806 | 592.2413 | 4.5295 | 592.2413 | 6.1754 | 592.2413 | 9.7514
| 598.536 | 3.6419 | 592.4654 | 10.6904 | 592.4654 | 1.1957 | 598.096 | 2.9437 | 592.4654 | 4.1524 | 592.4654 | 4.5311 | 592.4654 | 6.0761 | 592.4654 | 9.7725
| 598.765 | 3.6483 | 592.6894 | 10.7989 | 592.6894 | 1.2042 | 598.3253 | 2.9455 | 592.6894 | 4.165 | 592.6894 | 4.5188 | 592.6894 | 6.1266 | 592.6894 | 9.7413
| 598.9939 | 3.6568 | 592.9135 | 10.7027 | 592.9135 | 1.1994 | 598.5545 | 2.9305 | 592.9135 | 4.1339 | 592.9135 | 4.5081 | 592.9135 | 6.0727 | 592.9135 | 9.6744
| 599.2229 | 3.6699 | 593.1375 | 10.8178 | 593.1375 | 1.1973 | 598.7839 | 2.9367 | 593.1375 | 4.1446 | 593.1375 | 4.5322 | 593.1375 | 6.1037 | 593.1375 | 9.7351
| 599.4518 | 3.6679 | 593.3616 | 10.7663 | 593.3616 | 1.2033 | 599.0132 | 2.9287 | 593.3616 | 4.1141 | 593.3616 | 4.4956 | 593.3616 | 6.0393 | 593.3616 | 9.6815
| 599.6808 | 3.663 | 593.5857 | 10.8106 | 593.5857 | 1.2059 | 599.2425 | 2.9314 | 593.5857 | 4.1293 | 593.5857 | 4.4924 | 593.5857 | 6.0765 | 593.5857 | 9.7637
| 599.9098 | 3.6554 | 593.8098 | 10.818 | 593.8098 | 1.1986 | 599.4719 | 2.9242 | 593.8098 | 4.1064 | 593.8098 | 4.4737 | 593.8098 | 6.0891 | 593.8098 | 9.619
| 600.1388 | 3.648 | 594.0339 | 10.9087 | 594.0339 | 1.2097 | 599.7012 | 2.926 | 594.0339 | 4.1101 | 594.0339 | 4.5033 | 594.0339 | 6.0638 | 594.0339 | 9.7046
| 600.3678 | 3.6455 | 594.258 | 10.8744 | 594.258 | 1.2012 | 599.9306 | 2.9216 | 594.258 | 4.0841 | 594.258 | 4.4674 | 594.258 | 6.0206 | 594.258 | 9.6588
| 600.5968 | 3.6411 | 594.4821 | 10.937 | 594.4821 | 1.2129 | 600.1599 | 2.9251 | 594.4821 | 4.095 | 594.4821 | 4.4767 | 594.4821 | 6.0333 | 594.4821 | 9.6567
| 600.8258 | 3.6423 | 594.7062 | 10.9076 | 594.7062 | 1.2049 | 600.3893 | 2.9154 | 594.7062 | 4.0744 | 594.7062 | 4.4517 | 594.7062 | 6.0103 | 594.7062 | 9.5878
| 601.0549 | 3.661 | 594.9304 | 11.014 | 594.9304 | 1.2066 | 600.6187 | 2.9234 | 594.9304 | 4.0865 | 594.9304 | 4.4732 | 594.9304 | 6.0017 | 594.9304 | 9.5823
| 601.284 | 3.6544 | 595.1545 | 10.9273 | 595.1545 | 1.2113 | 600.8481 | 2.9145 | 595.1545 | 4.0647 | 595.1545 | 4.4568 | 595.1545 | 5.9978 | 595.1545 | 9.5946
| 601.513 | 3.6613 | 595.3787 | 11.0004 | 595.3787 | 1.2068 | 601.0775 | 2.9119 | 595.3787 | 4.0709 | 595.3787 | 4.4633 | 595.3787 | 5.9512 | 595.3787 | 9.6163
| 601.7421 | 3.6637 | 595.6028 | 10.9414 | 595.6028 | 1.1984 | 601.307 | 2.9074 | 595.6028 | 4.0505 | 595.6028 | 4.4507 | 595.6028 | 5.9971 | 595.6028 | 9.5205
| 601.9712 | 3.6615 | 595.827 | 11.0053 | 595.827 | 1.2081 | 601.5364 | 2.9065 | 595.827 | 4.0548 | 595.827 | 4.4327 | 595.827 | 5.9735 | 595.827 | 9.5876
| 602.2003 | 3.6642 | 596.0512 | 10.9626 | 596.0512 | 1.2098 | 601.7659 | 2.9074 | 596.0512 | 4.0334 | 596.0512 | 4.4211 | 596.0512 | 5.924 | 596.0512 | 9.517
| 602.4294 | 3.6625 | 596.2755 | 11.1185 | 596.2754 | 1.2081 | 601.9953 | 2.9136 | 596.2755 | 4.0335 | 596.2755 | 4.4009 | 596.2754 | 5.9965 | 596.2755 | 9.5276
| 602.6585 | 3.6549 | 596.4996 | 11.0259 | 596.4996 | 1.2027 | 602.2248 | 2.9189 | 596.4996 | 4.0121 | 596.4996 | 4.3855 | 596.4996 | 5.9167 | 596.4996 | 9.4954
| 602.8877 | 3.6631 | 596.7239 | 11.1235 | 596.7239 | 1.2082 | 602.4543 | 2.9269 | 596.7239 | 4.0327 | 596.7239 | 4.4206 | 596.7239 | 5.9641 | 596.7239 | 9.4933
| 603.1168 | 3.6636 | 596.9481 | 11.163 | 596.9481 | 1.2054 | 602.6838 | 2.9278 | 596.9481 | 4.002 | 596.9481 | 4.3815 | 596.9481 | 5.9008 | 596.9481 | 9.5088
| 603.346 | 3.6529 | 597.1723 | 11.1217 | 597.1723 | 1.2153 | 602.9133 | 2.9331 | 597.1723 | 3.9955 | 597.1723 | 4.369 | 597.1723 | 5.9453 | 597.1723 | 9.4654
| 603.5751 | 3.6621 | 597.3965 | 11.0988 | 597.3966 | 1.2119 | 603.1428 | 2.9349 | 597.3965 | 3.974 | 597.3965 | 4.3412 | 597.3966 | 5.922 | 597.3965 | 9.4283
| 603.8043 | 3.6634 | 597.6208 | 11.1771 | 597.6209 | 1.2129 | 603.3724 | 2.9384 | 597.6208 | 3.9736 | 597.6208 | 4.3774 | 597.6209 | 5.8632 | 597.6208 | 9.4094
| 604.0335 | 3.6636 | 597.8451 | 11.1725 | 597.8451 | 1.2097 | 603.6019 | 2.9384 | 597.8451 | 3.9518 | 597.8451 | 4.3476 | 597.8451 | 5.8883 | 597.8451 | 9.366
| 604.2627 | 3.6643 | 598.0694 | 11.164 | 598.0694 | 1.2079 | 603.8315 | 2.9402 | 598.0694 | 3.955 | 598.0694 | 4.3143 | 598.0694 | 5.8562 | 598.0694 | 9.4082
| 604.4919 | 3.6572 | 598.2936 | 11.1708 | 598.2936 | 1.2069 | 604.0611 | 2.9429 | 598.2936 | 3.9326 | 598.2936 | 4.3244 | 598.2936 | 5.8481 | 598.2936 | 9.34
| 604.7211 | 3.656 | 598.5179 | 11.2341 | 598.5179 | 1.214 | 604.2906 | 2.9437 | 598.5179 | 3.9349 | 598.5179 | 4.325 | 598.5179 | 5.8472 | 598.5179 | 9.3846
| 604.9504 | 3.6517 | 598.7422 | 11.2025 | 598.7423 | 1.2058 | 604.5202 | 2.9376 | 598.7422 | 3.9177 | 598.7422 | 4.3147 | 598.7423 | 5.8774 | 598.7422 | 9.3372
| 605.1796 | 3.6467 | 598.9666 | 11.1752 | 598.9666 | 1.2081 | 604.7498 | 2.9322 | 598.9666 | 3.9175 | 598.9666 | 4.2979 | 598.9666 | 5.8263 | 598.9666 | 9.301
| 605.4089 | 3.6495 | 599.1909 | 11.1521 | 599.1909 | 1.2071 | 604.9794 | 2.9314 | 599.1909 | 3.893 | 599.1909 | 4.2884 | 599.1909 | 5.7441 | 599.1909 | 9.2893
| 605.6382 | 3.6474 | 599.4153 | 11.2043 | 599.4153 | 1.2073 | 605.2091 | 2.9269 | 599.4153 | 3.8925 | 599.4153 | 4.2808 | 599.4153 | 5.7895 | 599.4153 | 9.2367
| 605.8674 | 3.6466 | 599.6396 | 11.1647 | 599.6396 | 1.21 | 605.4387 | 2.9278 | 599.6396 | 3.8714 | 599.6396 | 4.2134 | 599.6396 | 5.7744 | 599.6396 | 9.2692
| 606.0967 | 3.6544 | 599.864 | 11.2456 | 599.864 | 1.2051 | 605.6684 | 2.9269 | 599.864 | 3.8783 | 599.864 | 4.2391 | 599.864 | 5.8001 | 599.864 | 9.263
| 606.326 | 3.6588 | 600.0883 | 11.2725 | 600.0883 | 1.2061 | 605.898 | 2.926 | 600.0883 | 3.849 | 600.0883 | 4.2533 | 600.0883 | 5.7356 | 600.0883 | 9.1472
| 606.5554 | 3.6571 | 600.3127 | 11.2826 | 600.3127 | 1.204 | 606.1277 | 2.9234 | 600.3127 | 3.856 | 600.3127 | 4.2324 | 600.3127 | 5.7661 | 600.3127 | 9.1617
| 606.7847 | 3.652 | 600.5371 | 11.2322 | 600.5371 | 1.2066 | 606.3574 | 2.9242 | 600.5371 | 3.8253 | 600.5371 | 4.2356 | 600.5371 | 5.6907 | 600.5371 | 9.1169
| 607.014 | 3.6456 | 600.7615 | 11.2941 | 600.7615 | 1.2071 | 606.587 | 2.9207 | 600.7615 | 3.8312 | 600.7615 | 4.2126 | 600.7615 | 5.7359 | 600.7615 | 9.106
| 607.2434 | 3.6408 | 600.9859 | 11.2002 | 600.9859 | 1.2104 | 606.8167 | 2.9207 | 600.9859 | 3.8103 | 600.9859 | 4.2112 | 600.9859 | 5.6149 | 600.9859 | 9.1014
| 607.4727 | 3.6341 | 601.2103 | 11.2678 | 601.2103 | 1.2015 | 607.0465 | 2.9145 | 601.2103 | 3.8073 | 601.2103 | 4.1766 | 601.2103 | 5.7003 | 601.2103 | 9.086
| 607.7021 | 3.6458 | 601.4348 | 11.2653 | 601.4348 | 1.1986 | 607.2762 | 2.9163 | 601.4348 | 3.78 | 601.4348 | 4.1765 | 601.4348 | 5.6524 | 601.4348 | 9.0807
| 607.9315 | 3.6502 | 601.6592 | 11.3487 | 601.6592 | 1.1955 | 607.5059 | 2.9127 | 601.6592 | 3.7814 | 601.6592 | 4.1533 | 601.6592 | 5.605 | 601.6592 | 9.0817
| 608.1609 | 3.6447 | 601.8836 | 11.25 | 601.8836 | 1.2022 | 607.7357 | 2.9198 | 601.8836 | 3.7572 | 601.8836 | 4.1614 | 601.8836 | 5.6362 | 601.8836 | 9.0024
| 608.3903 | 3.647 | 602.1081 | 11.3393 | 602.1081 | 1.2095 | 607.9655 | 2.9189 | 602.1081 | 3.7687 | 602.1081 | 4.1369 | 602.1081 | 5.5948 | 602.1081 | 9.0405
| 608.6197 | 3.6323 | 602.3325 | 11.2568 | 602.3325 | 1.1963 | 608.1952 | 2.9251 | 602.3325 | 3.7387 | 602.3325 | 4.1074 | 602.3325 | 5.5881 | 602.3325 | 8.9861
| 608.8491 | 3.6375 | 602.557 | 11.2901 | 602.557 | 1.2039 | 608.425 | 2.9251 | 602.557 | 3.7346 | 602.557 | 4.1351 | 602.557 | 5.6061 | 602.557 | 8.9695
| 609.0786 | 3.6282 | 602.7815 | 11.2704 | 602.7815 | 1.1949 | 608.6548 | 2.9322 | 602.7815 | 3.7131 | 602.7815 | 4.113 | 602.7815 | 5.5482 | 602.7815 | 8.9107
| 609.308 | 3.6188 | 603.006 | 11.3058 | 603.006 | 1.1956 | 608.8846 | 2.918 | 603.006 | 3.7127 | 603.006 | 4.0855 | 603.006 | 5.5525 | 603.006 | 8.9233
| 609.5375 | 3.6146 | 603.2305 | 11.3009 | 603.2305 | 1.1917 | 609.1144 | 2.9198 | 603.2305 | 3.687 | 603.2305 | 4.0598 | 603.2305 | 5.508 | 603.2305 | 8.826
| 609.767 | 3.626 | 603.455 | 11.3187 | 603.455 | 1.1937 | 609.3442 | 2.911 | 603.455 | 3.6886 | 603.455 | 4.0728 | 603.455 | 5.529 | 603.455 | 8.8463
| 609.9964 | 3.6156 | 603.6795 | 11.286 | 603.6795 | 1.1779 | 609.5741 | 2.9119 | 603.6795 | 3.6642 | 603.6795 | 4.047 | 603.6795 | 5.4987 | 603.6795 | 8.7543
| 610.226 | 3.6119 | 603.9041 | 11.3227 | 603.904 | 1.1911 | 609.8039 | 2.9065 | 603.9041 | 3.6631 | 603.9041 | 4.0555 | 603.904 | 5.4661 | 603.9041 | 8.7893
| 610.4555 | 3.594 | 604.1286 | 11.2665 | 604.1286 | 1.1853 | 610.0338 | 2.9154 | 604.1286 | 3.639 | 604.1286 | 4.0274 | 604.1286 | 5.4445 | 604.1286 | 8.723
| 610.685 | 3.5899 | 604.3531 | 11.3104 | 604.3532 | 1.1864 | 610.2637 | 2.9057 | 604.3531 | 3.6422 | 604.3531 | 4.0363 | 604.3532 | 5.5137 | 604.3531 | 8.7425
| 610.9145 | 3.5834 | 604.5777 | 11.2782 | 604.5777 | 1.1795 | 610.4936 | 2.9136 | 604.5777 | 3.6174 | 604.5777 | 4.0206 | 604.5777 | 5.3996 | 604.5777 | 8.6513
| 611.144 | 3.5805 | 604.8023 | 11.3284 | 604.8023 | 1.1869 | 610.7235 | 2.9083 | 604.8023 | 3.6236 | 604.8023 | 4.0125 | 604.8023 | 5.4257 | 604.8023 | 8.6593
| 611.3736 | 3.5754 | 605.0269 | 11.3043 | 605.0269 | 1.1845 | 610.9534 | 2.9145 | 605.0269 | 3.5938 | 605.0269 | 3.9876 | 605.0269 | 5.3853 | 605.0269 | 8.6105
| 611.6032 | 3.5891 | 605.2515 | 11.2825 | 605.2515 | 1.1778 | 611.1833 | 2.9048 | 605.2515 | 3.5992 | 605.2515 | 3.986 | 605.2515 | 5.3997 | 605.2515 | 8.6126
| 611.8327 | 3.5827 | 605.4761 | 11.2666 | 605.4761 | 1.1816 | 611.4132 | 2.9012 | 605.4761 | 3.5784 | 605.4761 | 3.966 | 605.4761 | 5.3884 | 605.4761 | 8.6044
| 612.0623 | 3.5743 | 605.7007 | 11.3224 | 605.7007 | 1.1822 | 611.6431 | 2.8897 | 605.7007 | 3.5826 | 605.7007 | 3.973 | 605.7007 | 5.3781 | 605.7007 | 8.564
| 612.2919 | 3.578 | 605.9253 | 11.2945 | 605.9253 | 1.1826 | 611.8731 | 2.8915 | 605.9253 | 3.5566 | 605.9253 | 3.9608 | 605.9253 | 5.3033 | 605.9253 | 8.4704
| 612.5215 | 3.5616 | 606.1499 | 11.3096 | 606.1499 | 1.175 | 612.1031 | 2.8826 | 606.1499 | 3.5596 | 606.1499 | 3.9412 | 606.1499 | 5.3325 | 606.1499 | 8.568
| 612.7511 | 3.5527 | 606.3746 | 11.2572 | 606.3746 | 1.1761 | 612.333 | 2.895 | 606.3746 | 3.5386 | 606.3746 | 3.9431 | 606.3746 | 5.2672 | 606.3746 | 8.5084
| 612.9808 | 3.5417 | 606.5992 | 11.3955 | 606.5992 | 1.1754 | 612.563 | 2.8888 | 606.5992 | 3.5373 | 606.5992 | 3.9338 | 606.5992 | 5.2901 | 606.5992 | 8.5043
| 613.2104 | 3.539 | 606.8239 | 11.2826 | 606.8238 | 1.1753 | 612.793 | 2.8959 | 606.8239 | 3.5164 | 606.8239 | 3.8971 | 606.8238 | 5.2725 | 606.8239 | 8.4027
| 613.4401 | 3.5467 | 607.0485 | 11.2725 | 607.0485 | 1.1674 | 613.023 | 2.8915 | 607.0485 | 3.5165 | 607.0485 | 3.8868 | 607.0485 | 5.2538 | 607.0485 | 8.4206
| 613.6697 | 3.5419 | 607.2733 | 11.2185 | 607.2732 | 1.1709 | 613.2531 | 2.8986 | 607.2733 | 3.4864 | 607.2733 | 3.8889 | 607.2732 | 5.2548 | 607.2733 | 8.3353
| 613.8994 | 3.5422 | 607.4979 | 11.2877 | 607.4979 | 1.1716 | 613.4831 | 2.8915 | 607.4979 | 3.4961 | 607.4979 | 3.8813 | 607.4979 | 5.2229 | 607.4979 | 8.3725
| 614.1291 | 3.5407 | 607.7226 | 11.2739 | 607.7226 | 1.166 | 613.7131 | 2.8915 | 607.7226 | 3.4734 | 607.7226 | 3.8585 | 607.7226 | 5.1723 | 607.7226 | 8.3669
| 614.3588 | 3.5437 | 607.9473 | 11.2951 | 607.9473 | 1.1655 | 613.9432 | 2.872 | 607.9473 | 3.4728 | 607.9473 | 3.8694 | 607.9473 | 5.2092 | 607.9473 | 8.3631
| 614.5885 | 3.5473 | 608.1721 | 11.2473 | 608.1721 | 1.158 | 614.1733 | 2.8782 | 608.1721 | 3.4505 | 608.1721 | 3.8577 | 608.1721 | 5.1973 | 608.1721 | 8.2734
| 614.8182 | 3.529 | 608.3968 | 11.2747 | 608.3968 | 1.1639 | 614.4033 | 2.8729 | 608.3968 | 3.4482 | 608.3968 | 3.8326 | 608.3968 | 5.1594 | 608.3968 | 8.3234
| 615.048 | 3.524 | 608.6215 | 11.2306 | 608.6215 | 1.1643 | 614.6334 | 2.8782 | 608.6215 | 3.4242 | 608.6215 | 3.8104 | 608.6215 | 5.0933 | 608.6215 | 8.1845
| 615.2777 | 3.5225 | 608.8463 | 11.2077 | 608.8463 | 1.1586 | 614.8635 | 2.8623 | 608.8463 | 3.4213 | 608.8463 | 3.8135 | 608.8463 | 5.1409 | 608.8463 | 8.2614
| 615.5074 | 3.5185 | 609.071 | 11.2293 | 609.071 | 1.1555 | 615.0936 | 2.8764 | 609.071 | 3.3999 | 609.071 | 3.767 | 609.071 | 5.12 | 609.071 | 8.0918
| 615.7372 | 3.5087 | 609.2958 | 11.2158 | 609.2958 | 1.1615 | 615.3237 | 2.8658 | 609.2958 | 3.3956 | 609.2958 | 3.7736 | 609.2958 | 5.0495 | 609.2958 | 8.1737
| 615.967 | 3.4922 | 609.5206 | 11.1144 | 609.5206 | 1.1474 | 615.5539 | 2.8702 | 609.5206 | 3.3736 | 609.5206 | 3.755 | 609.5206 | 5.0289 | 609.5206 | 8.0742
| 616.1968 | 3.5057 | 609.7454 | 11.2187 | 609.7454 | 1.1517 | 615.784 | 2.857 | 609.7454 | 3.3734 | 609.7454 | 3.7701 | 609.7454 | 5.0411 | 609.7454 | 8.0909
| 616.4266 | 3.515 | 609.9702 | 11.199 | 609.9701 | 1.1481 | 616.0142 | 2.8667 | 609.9702 | 3.3488 | 609.9702 | 3.7416 | 609.9701 | 4.9763 | 609.9702 | 7.9921
| 616.6564 | 3.4796 | 610.1949 | 11.23 | 610.1949 | 1.1434 | 616.2443 | 2.8543 | 610.1949 | 3.3519 | 610.1949 | 3.7336 | 610.1949 | 5.0039 | 610.1949 | 8.0729
| 616.8862 | 3.5074 | 610.4197 | 11.1233 | 610.4197 | 1.1367 | 616.4745 | 2.8605 | 610.4197 | 3.3217 | 610.4197 | 3.6972 | 610.4197 | 5.0126 | 610.4197 | 7.9965
| 617.116 | 3.5113 | 610.6446 | 11.1408 | 610.6446 | 1.1376 | 616.7047 | 2.8454 | 610.6446 | 3.3247 | 610.6446 | 3.711 | 610.6446 | 4.9871 | 610.6446 | 8.0049
| 617.3459 | 3.4707 | 610.8694 | 11.0728 | 610.8694 | 1.1278 | 616.9349 | 2.8534 | 610.8694 | 3.2972 | 610.8694 | 3.6913 | 610.8694 | 4.9548 | 610.8694 | 7.9302
| 617.5757 | 3.5065 | 611.0942 | 11.1509 | 611.0942 | 1.1416 | 617.1651 | 2.8472 | 611.0942 | 3.3001 | 611.0942 | 3.6702 | 611.0942 | 4.9362 | 611.0942 | 7.9482
| 617.8056 | 3.4811 | 611.3191 | 10.9887 | 611.3191 | 1.132 | 617.3953 | 2.857 | 611.3191 | 3.269 | 611.3191 | 3.6661 | 611.3191 | 4.9003 | 611.3191 | 7.8391
| 618.0355 | 3.4523 | 611.5439 | 11.0958 | 611.5439 | 1.1313 | 617.6255 | 2.8437 | 611.5439 | 3.2762 | 611.5439 | 3.6622 | 611.5439 | 4.8884 | 611.5439 | 7.8442
| 618.2654 | 3.4434 | 611.7689 | 11.0427 | 611.7689 | 1.1243 | 617.8558 | 2.8445 | 611.7689 | 3.2511 | 611.7689 | 3.6352 | 611.7689 | 4.8464 | 611.7689 | 7.8083
| 618.4953 | 3.4995 | 611.9937 | 11.1614 | 611.9937 | 1.1261 | 618.0861 | 2.8366 | 611.9937 | 3.2508 | 611.9937 | 3.6248 | 611.9937 | 4.8394 | 611.9937 | 7.8043
| 618.7252 | 3.4253 | 612.2186 | 11.0435 | 612.2186 | 1.1133 | 618.3163 | 2.8392 | 612.2186 | 3.2248 | 612.2186 | 3.6063 | 612.2186 | 4.8618 | 612.2186 | 7.7216
| 618.9551 | 3.4538 | 612.4435 | 11.081 | 612.4435 | 1.118 | 618.5466 | 2.8286 | 612.4435 | 3.2258 | 612.4435 | 3.5819 | 612.4435 | 4.7977 | 612.4435 | 7.7448
| 619.185 | 3.4539 | 612.6685 | 10.9894 | 612.6685 | 1.1164 | 618.7769 | 2.8357 | 612.6685 | 3.2018 | 612.6685 | 3.569 | 612.6685 | 4.7721 | 612.6685 | 7.6334
| 619.415 | 3.4703 | 612.8934 | 11.0855 | 612.8934 | 1.1119 | 619.0072 | 2.8242 | 612.8934 | 3.2048 | 612.8934 | 3.5822 | 612.8934 | 4.7924 | 612.8934 | 7.6542
| 619.6449 | 3.4029 | 613.1183 | 10.9759 | 613.1183 | 1.107 | 619.2375 | 2.833 | 613.1183 | 3.1742 | 613.1183 | 3.5465 | 613.1183 | 4.7663 | 613.1183 | 7.589
| 619.8749 | 3.4556 | 613.3432 | 10.9699 | 613.3432 | 1.1069 | 619.4678 | 2.8233 | 613.3432 | 3.1765 | 613.3432 | 3.5442 | 613.3432 | 4.761 | 613.3432 | 7.5624
| 620.1049 | 3.4262 | 613.5682 | 10.9211 | 613.5682 | 1.1104 | 619.6981 | 2.8277 | 613.5682 | 3.1552 | 613.5682 | 3.5041 | 613.5682 | 4.7329 | 613.5682 | 7.5612
| 620.3348 | 3.3866 | 613.7932 | 10.9448 | 613.7931 | 1.1021 | 619.9285 | 2.826 | 613.7932 | 3.1518 | 613.7932 | 3.5307 | 613.7931 | 4.6933 | 613.7932 | 7.5655
| 620.5648 | 3.4099 | 614.0181 | 10.8585 | 614.0181 | 1.0965 | 620.1588 | 2.8375 | 614.0181 | 3.1271 | 614.0181 | 3.4951 | 614.0181 | 4.6673 | 614.0181 | 7.4568
| 620.7948 | 3.4249 | 614.2431 | 10.9434 | 614.2431 | 1.1016 | 620.3892 | 2.8322 | 614.2431 | 3.1258 | 614.2431 | 3.5004 | 614.2431 | 4.661 | 614.2431 | 7.5435
| 621.0249 | 3.4181 | 614.4681 | 10.8933 | 614.4681 | 1.093 | 620.6196 | 2.8313 | 614.4681 | 3.1002 | 614.4681 | 3.481 | 614.4681 | 4.6219 | 614.4681 | 7.4001
| 621.2549 | 3.3959 | 614.6931 | 10.8586 | 614.693 | 1.0972 | 620.85 | 2.8251 | 614.6931 | 3.1006 | 614.6931 | 3.4639 | 614.693 | 4.6471 | 614.6931 | 7.4518
| 621.485 | 3.3604 | 614.9181 | 10.8771 | 614.9181 | 1.0864 | 621.0804 | 2.8339 | 614.9181 | 3.0766 | 614.9181 | 3.455 | 614.9181 | 4.572 | 614.9181 | 7.3956
| 621.715 | 3.3915 | 615.1431 | 10.8607 | 615.1431 | 1.0889 | 621.3108 | 2.8322 | 615.1431 | 3.0796 | 615.1431 | 3.4359 | 615.1431 | 4.5562 | 615.1431 | 7.3481
| 621.9451 | 3.3741 | 615.3681 | 10.8081 | 615.3681 | 1.0804 | 621.5412 | 2.8322 | 615.3681 | 3.056 | 615.3681 | 3.4183 | 615.3681 | 4.5495 | 615.3681 | 7.3207
| 622.1751 | 3.3998 | 615.5931 | 10.842 | 615.5931 | 1.0811 | 621.7716 | 2.8207 | 615.5931 | 3.0569 | 615.5931 | 3.4285 | 615.5931 | 4.59 | 615.5931 | 7.3078
| 622.4052 | 3.3511 | 615.8182 | 10.7418 | 615.8182 | 1.0775 | 622.0021 | 2.8251 | 615.8182 | 3.0369 | 615.8182 | 3.4078 | 615.8182 | 4.5504 | 615.8182 | 7.2766
| 622.6353 | 3.355 | 616.0433 | 10.7759 | 616.0433 | 1.0839 | 622.2325 | 2.8242 | 616.0433 | 3.0379 | 616.0433 | 3.3834 | 616.0433 | 4.5288 | 616.0433 | 7.2764
| 622.8654 | 3.3506 | 616.2683 | 10.7075 | 616.2683 | 1.0721 | 622.463 | 2.8207 | 616.2683 | 3.01 | 616.2683 | 3.3509 | 616.2683 | 4.4973 | 616.2683 | 7.2216
| 623.0956 | 3.354 | 616.4934 | 10.8708 | 616.4934 | 1.0727 | 622.6934 | 2.8082 | 616.4934 | 3.0151 | 616.4934 | 3.3655 | 616.4934 | 4.5015 | 616.4934 | 7.2123
| 623.3257 | 3.3447 | 616.7185 | 10.7172 | 616.7185 | 1.0672 | 622.9239 | 2.8144 | 616.7185 | 2.9869 | 616.7185 | 3.3381 | 616.7185 | 4.4598 | 616.7185 | 7.1787
| 623.5558 | 3.333 | 616.9436 | 10.7521 | 616.9436 | 1.0688 | 623.1544 | 2.8162 | 616.9436 | 2.9878 | 616.9436 | 3.3286 | 616.9436 | 4.4846 | 616.9436 | 7.1778
| 623.786 | 3.3419 | 617.1687 | 10.7504 | 617.1687 | 1.0579 | 623.385 | 2.8144 | 617.1687 | 2.9651 | 617.1687 | 3.3274 | 617.1687 | 4.4465 | 617.1687 | 7.1183
| 624.0162 | 3.3191 | 617.3938 | 10.6821 | 617.3938 | 1.06 | 623.6155 | 2.8038 | 617.3938 | 2.9638 | 617.3938 | 3.3073 | 617.3938 | 4.4703 | 617.3938 | 7.0847
| 624.2463 | 3.3086 | 617.619 | 10.7504 | 617.619 | 1.0511 | 623.846 | 2.8065 | 617.619 | 2.9406 | 617.619 | 3.3039 | 617.619 | 4.3864 | 617.619 | 7.0427
| 624.4765 | 3.308 | 617.8441 | 10.7031 | 617.8441 | 1.0554 | 624.0765 | 2.8047 | 617.8441 | 2.9444 | 617.8441 | 3.2794 | 617.8441 | 4.3701 | 617.8441 | 7.0836
| 624.7067 | 3.3457 | 618.0692 | 10.6107 | 618.0692 | 1.0461 | 624.3071 | 2.8038 | 618.0692 | 2.9117 | 618.0692 | 3.2589 | 618.0692 | 4.3521 | 618.0692 | 7.0106
| 624.9369 | 3.3177 | 618.2944 | 10.6109 | 618.2944 | 1.047 | 624.5377 | 2.802 | 618.2944 | 2.9162 | 618.2944 | 3.2613 | 618.2944 | 4.3614 | 618.2944 | 7.0523
| 625.1671 | 3.289 | 618.5195 | 10.57 | 618.5195 | 1.0454 | 624.7682 | 2.8047 | 618.5195 | 2.8915 | 618.5195 | 3.2456 | 618.5195 | 4.3113 | 618.5195 | 6.9169
| 625.3974 | 3.2997 | 618.7447 | 10.5749 | 618.7447 | 1.044 | 624.9988 | 2.8038 | 618.7447 | 2.8922 | 618.7447 | 3.2467 | 618.7447 | 4.3429 | 618.7447 | 6.9469
| 625.6276 | 3.3076 | 618.9698 | 10.6031 | 618.9698 | 1.0393 | 625.2294 | 2.8109 | 618.9698 | 2.8686 | 618.9698 | 3.2248 | 618.9698 | 4.3046 | 618.9698 | 6.8322
| 625.8579 | 3.3034 | 619.1951 | 10.6251 | 619.1951 | 1.0377 | 625.46 | 2.8153 | 619.1951 | 2.871 | 619.1951 | 3.2195 | 619.1951 | 4.2916 | 619.1951 | 6.864
| 626.0881 | 3.2987 | 619.4203 | 10.5082 | 619.4203 | 1.0285 | 625.6906 | 2.8189 | 619.4203 | 2.8496 | 619.4203 | 3.1826 | 619.4203 | 4.2757 | 619.4203 | 6.8493
| 626.3184 | 3.2922 | 619.6454 | 10.53 | 619.6454 | 1.0323 | 625.9213 | 2.8233 | 619.6454 | 2.8461 | 619.6454 | 3.1943 | 619.6454 | 4.2575 | 619.6454 | 6.8538
| 626.5487 | 3.276 | 619.8707 | 10.5013 | 619.8707 | 1.0268 | 626.1519 | 2.8215 | 619.8707 | 2.8239 | 619.8707 | 3.1781 | 619.8707 | 4.2558 | 619.8707 | 6.8093
| 626.779 | 3.2722 | 620.0959 | 10.4916 | 620.096 | 1.0347 | 626.3826 | 2.8207 | 620.0959 | 2.8279 | 620.0959 | 3.1671 | 620.096 | 4.256 | 620.0959 | 6.7641
| 627.0093 | 3.2741 | 620.3212 | 10.4386 | 620.3212 | 1.018 | 626.6132 | 2.8224 | 620.3212 | 2.8051 | 620.3212 | 3.1739 | 620.3212 | 4.2278 | 620.3212 | 6.7474
| 627.2396 | 3.2811 | 620.5464 | 10.5428 | 620.5464 | 1.0167 | 626.8439 | 2.8233 | 620.5464 | 2.8064 | 620.5464 | 3.153 | 620.5464 | 4.2128 | 620.5464 | 6.7467
| 627.4699 | 3.2781 | 620.7717 | 10.4479 | 620.7717 | 1.0137 | 627.0746 | 2.8233 | 620.7717 | 2.781 | 620.7717 | 3.1399 | 620.7717 | 4.166 | 620.7717 | 6.7344
| 627.7003 | 3.2298 | 620.9969 | 10.4536 | 620.9969 | 1.0157 | 627.3053 | 2.8242 | 620.9969 | 2.7837 | 620.9969 | 3.114 | 620.9969 | 4.1811 | 620.9969 | 6.6955
| 627.9306 | 3.2331 | 621.2222 | 10.4048 | 621.2222 | 1.0072 | 627.536 | 2.8269 | 621.2222 | 2.7594 | 621.2222 | 3.0872 | 621.2222 | 4.1355 | 621.2222 | 6.576
| 628.161 | 3.2585 | 621.4475 | 10.4056 | 621.4475 | 1.0081 | 627.7667 | 2.8277 | 621.4475 | 2.7595 | 621.4475 | 3.1105 | 621.4475 | 4.1391 | 621.4475 | 6.628
| 628.3914 | 3.2528 | 621.6728 | 10.3872 | 621.6728 | 0.99735 | 627.9974 | 2.818 | 621.6728 | 2.7388 | 621.6728 | 3.0794 | 621.6728 | 4.0587 | 621.6728 | 6.58
| 628.6218 | 3.2454 | 621.8981 | 10.4078 | 621.8981 | 1.0064 | 628.2282 | 2.8215 | 621.8981 | 2.743 | 621.8981 | 3.0933 | 621.8981 | 4.1007 | 621.8981 | 6.6272
| 628.8522 | 3.2375 | 622.1234 | 10.3492 | 622.1234 | 0.99716 | 628.4589 | 2.8215 | 622.1234 | 2.7203 | 622.1234 | 3.0605 | 622.1234 | 4.0584 | 622.1234 | 6.5687
| 629.0826 | 3.208 | 622.3488 | 10.3753 | 622.3487 | 0.99757 | 628.6897 | 2.8224 | 622.3488 | 2.7181 | 622.3488 | 3.0504 | 622.3487 | 4.0983 | 622.3488 | 6.5574
| 629.313 | 3.2509 | 622.5741 | 10.3268 | 622.5741 | 0.99039 | 628.9204 | 2.8242 | 622.5741 | 2.6959 | 622.5741 | 3.0174 | 622.5741 | 4.0733 | 622.5741 | 6.5147
| 629.5434 | 3.1992 | 622.7994 | 10.3533 | 622.7994 | 0.99152 | 629.1512 | 2.8295 | 622.7994 | 2.696 | 622.7994 | 3.0397 | 622.7994 | 4.077 | 622.7994 | 6.5298
| 629.7738 | 3.22 | 623.0248 | 10.2226 | 623.0248 | 0.97848 | 629.382 | 2.8445 | 623.0248 | 2.6699 | 623.0248 | 3.0005 | 623.0248 | 4.0141 | 623.0248 | 6.4264
| 630.0043 | 3.1975 | 623.2501 | 10.2275 | 623.2501 | 0.9821 | 629.6128 | 2.8419 | 623.2501 | 2.6724 | 623.2501 | 3.0145 | 623.2501 | 4.0049 | 623.2501 | 6.399
| 630.2348 | 3.189 | 623.4755 | 10.1836 | 623.4755 | 0.98141 | 629.8437 | 2.8073 | 623.4755 | 2.6479 | 623.4755 | 2.9828 | 623.4755 | 3.9862 | 623.4755 | 6.3814
| 630.4652 | 3.1836 | 623.7009 | 10.2587 | 623.7009 | 0.97287 | 630.0745 | 2.8109 | 623.7009 | 2.6475 | 623.7009 | 2.9861 | 623.7009 | 3.9364 | 623.7009 | 6.4263
| 630.6957 | 3.1883 | 623.9263 | 10.2081 | 623.9263 | 0.97073 | 630.3053 | 2.826 | 623.9263 | 2.6271 | 623.9263 | 2.9469 | 623.9263 | 3.9753 | 623.9263 | 6.3494
| 630.9262 | 3.1906 | 624.1517 | 10.18 | 624.1517 | 0.97047 | 630.5362 | 2.8029 | 624.1517 | 2.6289 | 624.1517 | 2.9597 | 624.1517 | 3.9733 | 624.1517 | 6.3056
| 631.1567 | 3.162 | 624.3771 | 10.148 | 624.3771 | 0.97029 | 630.767 | 2.7914 | 624.3771 | 2.6031 | 624.3771 | 2.9424 | 624.3771 | 3.9186 | 624.3771 | 6.3224
| 631.3872 | 3.1532 | 624.6025 | 10.0739 | 624.6025 | 0.95954 | 630.9979 | 2.7888 | 624.6025 | 2.6044 | 624.6025 | 2.9272 | 624.6025 | 3.8976 | 624.6025 | 6.3221
| 631.6178 | 3.1905 | 624.8279 | 10.1146 | 624.8279 | 0.9614 | 631.2288 | 2.795 | 624.8279 | 2.5851 | 624.8279 | 2.9137 | 624.8279 | 3.8816 | 624.8279 | 6.2329
| 631.8483 | 3.1667 | 625.0534 | 10.128 | 625.0534 | 0.96074 | 631.4597 | 2.81 | 625.0534 | 2.5859 | 625.0534 | 2.903 | 625.0534 | 3.8988 | 625.0534 | 6.2858
| 632.0788 | 3.1433 | 625.2788 | 10.0395 | 625.2788 | 0.94744 | 631.6906 | 2.8038 | 625.2788 | 2.5634 | 625.2788 | 2.8825 | 625.2788 | 3.8447 | 625.2788 | 6.1779
| 632.3094 | 3.1531 | 625.5043 | 10.0917 | 625.5043 | 0.95384 | 631.9215 | 2.8038 | 625.5043 | 2.5662 | 625.5043 | 2.8918 | 625.5043 | 3.8734 | 625.5043 | 6.1936
| 632.54 | 3.1118 | 625.7297 | 10.0173 | 625.7297 | 0.94918 | 632.1524 | 2.8233 | 625.7297 | 2.5453 | 625.7297 | 2.8802 | 625.7297 | 3.8584 | 625.7297 | 6.1563
| 632.7706 | 3.1539 | 625.9552 | 10.021 | 625.9552 | 0.95352 | 632.3833 | 2.7852 | 625.9552 | 2.5494 | 625.9552 | 2.8664 | 625.9552 | 3.8349 | 625.9552 | 6.1911
| 633.0012 | 3.1143 | 626.1807 | 10.0005 | 626.1807 | 0.94363 | 632.6143 | 2.7648 | 626.1807 | 2.5274 | 626.1807 | 2.8645 | 626.1807 | 3.8222 | 626.1807 | 6.1111
| 633.2318 | 3.1052 | 626.4062 | 10.0236 | 626.4062 | 0.94275 | 632.8452 | 2.7843 | 626.4062 | 2.5296 | 626.4062 | 2.8352 | 626.4062 | 3.8228 | 626.4062 | 6.1276
| 633.4624 | 3.1008 | 626.6317 | 9.9919 | 626.6317 | 0.94373 | 633.0762 | 2.7781 | 626.6317 | 2.5101 | 626.6317 | 2.8508 | 626.6317 | 3.7946 | 626.6317 | 6.1258
| 633.693 | 3.0903 | 626.8572 | 10.0288 | 626.8572 | 0.94366 | 633.3072 | 2.7719 | 626.8572 | 2.5167 | 626.8572 | 2.8385 | 626.8572 | 3.8091 | 626.8572 | 6.1013
| 633.9236 | 3.0963 | 627.0828 | 9.9972 | 627.0828 | 0.9356 | 633.5382 | 2.756 | 627.0828 | 2.4955 | 627.0828 | 2.8284 | 627.0828 | 3.7528 | 627.0828 | 6.0583
| 634.1543 | 3.0571 | 627.3083 | 10.0274 | 627.3083 | 0.93264 | 633.7692 | 2.748 | 627.3083 | 2.5005 | 627.3083 | 2.812 | 627.3083 | 3.7829 | 627.3083 | 6.0686
| 634.3849 | 3.0308 | 627.5338 | 9.9621 | 627.5338 | 0.93525 | 634.0002 | 2.7542 | 627.5338 | 2.4821 | 627.5338 | 2.8029 | 627.5338 | 3.7374 | 627.5338 | 6.0739
| 634.6156 | 3.0945 | 627.7594 | 9.977 | 627.7594 | 0.931 | 634.2312 | 2.7463 | 627.7594 | 2.4791 | 627.7594 | 2.787 | 627.7594 | 3.7503 | 627.7594 | 6.0276
| 634.8463 | 3.0375 | 627.9849 | 9.8874 | 627.9849 | 0.93071 | 634.4623 | 2.7498 | 627.9849 | 2.468 | 627.9849 | 2.794 | 627.9849 | 3.7375 | 627.9849 | 5.9744
| 635.077 | 3.0199 | 628.2105 | 9.9455 | 628.2105 | 0.9263 | 634.6933 | 2.7657 | 628.2105 | 2.4656 | 628.2105 | 2.7947 | 628.2105 | 3.7284 | 628.2105 | 5.9803
| 635.3077 | 3.0341 | 628.4361 | 9.8458 | 628.4361 | 0.92548 | 634.9244 | 2.7454 | 628.4361 | 2.4549 | 628.4361 | 2.7963 | 628.4361 | 3.7234 | 628.4361 | 5.9394
| 635.5384 | 3.0303 | 628.6617 | 9.9965 | 628.6617 | 0.92359 | 635.1554 | 2.733 | 628.6617 | 2.4547 | 628.6617 | 2.7665 | 628.6617 | 3.704 | 628.6617 | 5.9879
| 635.7691 | 3.0182 | 628.8873 | 9.96 | 628.8873 | 0.92016 | 635.3865 | 2.7613 | 628.8873 | 2.4364 | 628.8873 | 2.7534 | 628.8873 | 3.6998 | 628.8873 | 5.909
| 635.9999 | 2.9887 | 629.1129 | 9.9527 | 629.1129 | 0.91846 | 635.6176 | 2.7391 | 629.1129 | 2.44 | 629.1129 | 2.7536 | 629.1129 | 3.6719 | 629.1129 | 5.9527
| 636.2306 | 3.0085 | 629.3385 | 9.8561 | 629.3385 | 0.91222 | 635.8487 | 2.7126 | 629.3385 | 2.4148 | 629.3385 | 2.7501 | 629.3385 | 3.6352 | 629.3385 | 5.8934
| 636.4614 | 2.9782 | 629.5641 | 9.9049 | 629.5642 | 0.91395 | 636.0798 | 2.7259 | 629.5641 | 2.423 | 629.5641 | 2.7389 | 629.5642 | 3.6759 | 629.5641 | 5.8986
| 636.6921 | 2.9584 | 629.7898 | 9.8193 | 629.7898 | 0.90794 | 636.3109 | 2.7232 | 629.7898 | 2.4024 | 629.7898 | 2.7269 | 629.7898 | 3.6332 | 629.7898 | 5.8684
| 636.9229 | 2.9413 | 630.0154 | 9.865 | 630.0154 | 0.90992 | 636.542 | 2.7028 | 630.0154 | 2.4019 | 630.0154 | 2.7204 | 630.0154 | 3.6334 | 630.0154 | 5.9029
| 637.1537 | 2.9202 | 630.2411 | 9.7856 | 630.2411 | 0.90368 | 636.7732 | 2.7312 | 630.2411 | 2.384 | 630.2411 | 2.7077 | 630.2411 | 3.6123 | 630.2411 | 5.8409
| 637.3845 | 2.9361 | 630.4668 | 9.8725 | 630.4668 | 0.89785 | 637.0043 | 2.7055 | 630.4668 | 2.3839 | 630.4668 | 2.7161 | 630.4668 | 3.6212 | 630.4668 | 5.8675
| 637.6153 | 2.9109 | 630.6924 | 9.7995 | 630.6924 | 0.88818 | 637.2355 | 2.7037 | 630.6924 | 2.364 | 630.6924 | 2.6728 | 630.6924 | 3.6029 | 630.6924 | 5.7917
| 637.8461 | 2.9116 | 630.9182 | 9.7806 | 630.9181 | 0.89644 | 637.4667 | 2.7206 | 630.9182 | 2.3625 | 630.9182 | 2.6797 | 630.9181 | 3.5737 | 630.9182 | 5.797
| 638.077 | 2.8842 | 631.1438 | 9.7265 | 631.1438 | 0.89499 | 637.6979 | 2.7064 | 631.1438 | 2.347 | 631.1438 | 2.6759 | 631.1438 | 3.5505 | 631.1438 | 5.7365
| 638.3078 | 2.8629 | 631.3695 | 9.6932 | 631.3695 | 0.89332 | 637.929 | 2.6754 | 631.3695 | 2.3423 | 631.3695 | 2.6549 | 631.3695 | 3.5517 | 631.3695 | 5.7721
| 638.5386 | 2.8686 | 631.5952 | 9.6719 | 631.5952 | 0.88572 | 638.1603 | 2.6843 | 631.5952 | 2.3218 | 631.5952 | 2.6172 | 631.5952 | 3.5262 | 631.5952 | 5.6722
| 638.7695 | 2.8431 | 631.821 | 9.7001 | 631.821 | 0.88547 | 638.3915 | 2.6409 | 631.821 | 2.3215 | 631.821 | 2.6465 | 631.821 | 3.5517 | 631.821 | 5.7521
| 639.0004 | 2.855 | 632.0467 | 9.669 | 632.0467 | 0.88049 | 638.6227 | 2.6665 | 632.0467 | 2.2996 | 632.0467 | 2.6305 | 632.0467 | 3.4979 | 632.0467 | 5.6573
| 639.2313 | 2.7759 | 632.2725 | 9.5385 | 632.2725 | 0.86742 | 638.8539 | 2.6745 | 632.2725 | 2.2775 | 632.2725 | 2.5953 | 632.2725 | 3.5068 | 632.2725 | 5.6268
| 639.4622 | 2.8025 | 632.4982 | 9.5536 | 632.4982 | 0.87073 | 639.0852 | 2.6346 | 632.4982 | 2.275 | 632.4982 | 2.5788 | 632.4982 | 3.4411 | 632.4982 | 5.5844
| 639.6931 | 2.7633 | 632.7239 | 9.4577 | 632.7239 | 0.86105 | 639.3164 | 2.6728 | 632.7239 | 2.2553 | 632.7239 | 2.5646 | 632.7239 | 3.4548 | 632.7239 | 5.5683
| 639.924 | 2.775 | 632.9497 | 9.515 | 632.9497 | 0.86228 | 639.5477 | 2.6488 | 632.9497 | 2.2556 | 632.9497 | 2.5653 | 632.9497 | 3.4274 | 632.9497 | 5.5871
| 640.1549 | 2.7497 | 633.1755 | 9.479 | 633.1755 | 0.85579 | 639.779 | 2.6365 | 633.1755 | 2.2343 | 633.1755 | 2.5472 | 633.1755 | 3.4174 | 633.1755 | 5.4948
| 640.3859 | 2.7338 | 633.4013 | 9.444 | 633.4013 | 0.85334 | 640.0103 | 2.6143 | 633.4013 | 2.2312 | 633.4013 | 2.532 | 633.4013 | 3.3822 | 633.4013 | 5.5121
| 640.6168 | 2.7371 | 633.6271 | 9.3341 | 633.6271 | 0.84524 | 640.2416 | 2.6019 | 633.6271 | 2.2071 | 633.6271 | 2.5148 | 633.6271 | 3.4192 | 633.6271 | 5.4417
| 640.8478 | 2.7066 | 633.8529 | 9.3724 | 633.8529 | 0.84392 | 640.4729 | 2.5886 | 633.8529 | 2.2073 | 633.8529 | 2.5303 | 633.8529 | 3.3507 | 633.8529 | 5.4577
| 641.0788 | 2.7252 | 634.0787 | 9.3748 | 634.0787 | 0.83588 | 640.7042 | 2.5993 | 634.0787 | 2.1891 | 634.0787 | 2.4759 | 634.0787 | 3.3493 | 634.0787 | 5.3869
| 641.3097 | 2.698 | 634.3046 | 9.3347 | 634.3046 | 0.83336 | 640.9356 | 2.601 | 634.3046 | 2.1825 | 634.3046 | 2.4499 | 634.3046 | 3.3042 | 634.3046 | 5.3651
| 641.5407 | 2.6929 | 634.5304 | 9.2539 | 634.5304 | 0.82999 | 641.1669 | 2.6143 | 634.5304 | 2.1614 | 634.5304 | 2.4669 | 634.5304 | 3.3118 | 634.5304 | 5.263
| 641.7717 | 2.6664 | 634.7562 | 9.2549 | 634.7562 | 0.82709 | 641.3983 | 2.5859 | 634.7562 | 2.1544 | 634.7562 | 2.4699 | 634.7562 | 3.289 | 634.7562 | 5.3401
| 642.0028 | 2.6735 | 634.9821 | 9.1575 | 634.9821 | 0.82111 | 641.6296 | 2.609 | 634.9821 | 2.136 | 634.9821 | 2.463 | 634.9821 | 3.2889 | 634.9821 | 5.311
| 642.2338 | 2.6459 | 635.2079 | 9.1573 | 635.2079 | 0.81465 | 641.861 | 2.5798 | 635.2079 | 2.1312 | 635.2079 | 2.4269 | 635.2079 | 3.2621 | 635.2079 | 5.2782
| 642.4648 | 2.6326 | 635.4338 | 9.0325 | 635.4338 | 0.80453 | 642.0924 | 2.5585 | 635.4338 | 2.0932 | 635.4338 | 2.401 | 635.4338 | 3.2025 | 635.4338 | 5.2236
| 642.6959 | 2.6127 | 635.6597 | 9.0565 | 635.6597 | 0.81383 | 642.3238 | 2.5408 | 635.6597 | 2.1047 | 635.6597 | 2.4182 | 635.6597 | 3.2265 | 635.6597 | 5.2259
| 642.9269 | 2.6279 | 635.8856 | 8.975 | 635.8856 | 0.80116 | 642.5552 | 2.5434 | 635.8856 | 2.0776 | 635.8856 | 2.3592 | 635.8856 | 3.1413 | 635.8856 | 5.1236
| 643.158 | 2.6092 | 636.1115 | 8.9396 | 636.1115 | 0.79253 | 642.7866 | 2.5505 | 636.1115 | 2.0705 | 636.1115 | 2.3754 | 636.1115 | 3.1823 | 636.1115 | 5.1255
| 643.3891 | 2.6 | 636.3374 | 8.9036 | 636.3374 | 0.78664 | 643.0181 | 2.5514 | 636.3374 | 2.0484 | 636.3374 | 2.3393 | 636.3374 | 3.1023 | 636.3374 | 5.0359
| 643.6202 | 2.5881 | 636.5634 | 8.855 | 636.5634 | 0.78642 | 643.2495 | 2.547 | 636.5634 | 2.0388 | 636.5634 | 2.3289 | 636.5634 | 3.1474 | 636.5634 | 5.0505
| 643.8513 | 2.6024 | 636.7892 | 8.9573 | 636.7893 | 0.78991 | 643.481 | 2.5213 | 636.7892 | 2.0531 | 636.7892 | 2.3378 | 636.7893 | 3.1676 | 636.7892 | 5.119
| 644.0824 | 2.6013 | 637.0152 | 8.8577 | 637.0152 | 0.77697 | 643.7124 | 2.5275 | 637.0152 | 2.0274 | 637.0152 | 2.3287 | 637.0152 | 3.0507 | 637.0152 | 5.0579
| 644.3135 | 2.5658 | 637.2411 | 8.7946 | 637.2411 | 0.77659 | 643.9439 | 2.5133 | 637.2411 | 2.0152 | 637.2411 | 2.2964 | 637.2411 | 3.0627 | 637.2411 | 4.9559
| 644.5447 | 2.5373 | 637.4671 | 8.717 | 637.4671 | 0.77221 | 644.1754 | 2.516 | 637.4671 | 2.0032 | 637.4671 | 2.2926 | 637.4671 | 3.0958 | 637.4671 | 4.9696
| 644.7758 | 2.5452 | 637.6931 | 8.5992 | 637.6931 | 0.75491 | 644.4069 | 2.4983 | 637.6931 | 1.9713 | 637.6931 | 2.2475 | 637.6931 | 3.0177 | 637.6931 | 4.8857
| 645.007 | 2.5136 | 637.9191 | 8.7524 | 637.9191 | 0.77303 | 644.6384 | 2.4948 | 637.9191 | 2.0037 | 637.9191 | 2.2755 | 637.9191 | 3.0583 | 637.9191 | 4.9454
| 645.2381 | 2.5159 | 638.1451 | 8.6329 | 638.1451 | 0.76247 | 644.8699 | 2.5107 | 638.1451 | 1.969 | 638.1451 | 2.2417 | 638.1451 | 2.9933 | 638.1451 | 4.8726
| 645.4693 | 2.5086 | 638.371 | 8.6863 | 638.371 | 0.76036 | 645.1014 | 2.493 | 638.371 | 1.9751 | 638.371 | 2.2761 | 638.371 | 3.0464 | 638.371 | 4.9486
| 645.7005 | 2.504 | 638.597 | 8.5136 | 638.597 | 0.74697 | 645.3329 | 2.4841 | 638.597 | 1.939 | 638.597 | 2.213 | 638.597 | 2.9916 | 638.597 | 4.8078
| 645.9317 | 2.4779 | 638.8231 | 8.4943 | 638.8231 | 0.7442 | 645.5645 | 2.4823 | 638.8231 | 1.9417 | 638.8231 | 2.2217 | 638.8231 | 2.9779 | 638.8231 | 4.8476
| 646.1629 | 2.4788 | 639.0491 | 8.4739 | 639.0491 | 0.74329 | 645.7961 | 2.4735 | 639.0491 | 1.922 | 639.0491 | 2.1999 | 639.0491 | 2.9537 | 639.0491 | 4.7667
| 646.3941 | 2.4639 | 639.2751 | 8.4363 | 639.2752 | 0.74385 | 646.0276 | 2.4637 | 639.2751 | 1.9259 | 639.2751 | 2.2058 | 639.2752 | 2.93 | 639.2751 | 4.7811
| 646.6254 | 2.4372 | 639.5012 | 8.3507 | 639.5012 | 0.73261 | 646.2592 | 2.4629 | 639.5012 | 1.9003 | 639.5012 | 2.1793 | 639.5012 | 2.9314 | 639.5012 | 4.7652
| 646.8566 | 2.4334 | 639.7272 | 8.4821 | 639.7272 | 0.74244 | 646.4908 | 2.4664 | 639.7272 | 1.9202 | 639.7272 | 2.1847 | 639.7272 | 2.923 | 639.7272 | 4.7501
| 647.0879 | 2.4212 | 639.9533 | 8.346 | 639.9533 | 0.72974 | 646.7224 | 2.4673 | 639.9533 | 1.8836 | 639.9533 | 2.1575 | 639.9533 | 2.9082 | 639.9533 | 4.7254
| 647.3191 | 2.4007 | 640.1794 | 8.3042 | 640.1794 | 0.72082 | 646.954 | 2.4584 | 640.1794 | 1.8788 | 640.1794 | 2.1407 | 640.1794 | 2.8501 | 640.1794 | 4.6353
| 647.5504 | 2.4186 | 640.4055 | 8.3554 | 640.4055 | 0.72782 | 647.1856 | 2.4407 | 640.4055 | 1.8794 | 640.4055 | 2.1548 | 640.4055 | 2.8836 | 640.4055 | 4.6821
| 647.7817 | 2.3881 | 640.6315 | 8.2361 | 640.6315 | 0.70378 | 647.4173 | 2.4425 | 640.6315 | 1.8437 | 640.6315 | 2.1177 | 640.6315 | 2.8394 | 640.6315 | 4.5587
| 648.013 | 2.3981 | 640.8576 | 8.1523 | 640.8576 | 0.70674 | 647.6489 | 2.4389 | 640.8576 | 1.8308 | 640.8576 | 2.1096 | 640.8576 | 2.8025 | 640.8576 | 4.5695
| 648.2443 | 2.3953 | 641.0837 | 8.1007 | 641.0837 | 0.70296 | 647.8806 | 2.4088 | 641.0837 | 1.8215 | 641.0837 | 2.0808 | 641.0837 | 2.7863 | 641.0837 | 4.551
| 648.4756 | 2.3667 | 641.3099 | 8.1855 | 641.3099 | 0.70781 | 648.1122 | 2.3725 | 641.3099 | 1.828 | 641.3099 | 2.1061 | 641.3099 | 2.8016 | 641.3099 | 4.6091
| 648.7069 | 2.3745 | 641.536 | 8.0833 | 641.536 | 0.70431 | 648.3439 | 2.3229 | 641.536 | 1.8053 | 641.536 | 2.0592 | 641.536 | 2.7749 | 641.536 | 4.4866
| 648.9383 | 2.3677 | 641.7621 | 8.0175 | 641.7622 | 0.69546 | 648.5756 | 2.3132 | 641.7621 | 1.7936 | 641.7621 | 2.0369 | 641.7622 | 2.7592 | 641.7621 | 4.4394
| 649.1696 | 2.3579 | 641.9883 | 7.9763 | 641.9883 | 0.68906 | 648.8073 | 2.3327 | 641.9883 | 1.78 | 641.9883 | 2.0209 | 641.9883 | 2.7511 | 641.9883 | 4.4536
| 649.401 | 2.324 | 642.2144 | 7.9628 | 642.2144 | 0.68595 | 649.039 | 2.3495 | 642.2144 | 1.7717 | 642.2144 | 2.0416 | 642.2144 | 2.7241 | 642.2144 | 4.4074
| 649.6323 | 2.3172 | 642.4406 | 7.9005 | 642.4406 | 0.685 | 649.2707 | 2.3495 | 642.4406 | 1.7588 | 642.4406 | 2.0321 | 642.4406 | 2.7089 | 642.4406 | 4.4389
| 649.8637 | 2.3042 | 642.6667 | 7.7862 | 642.6667 | 0.674 | 649.5024 | 2.3477 | 642.6667 | 1.7363 | 642.6667 | 1.9914 | 642.6667 | 2.6663 | 642.6667 | 4.3485
| 650.0951 | 2.3182 | 642.8929 | 7.9439 | 642.8929 | 0.68352 | 649.7342 | 2.346 | 642.8929 | 1.7623 | 642.8929 | 2.0278 | 642.8929 | 2.7251 | 642.8929 | 4.3792
| 650.3265 | 2.3109 | 643.1191 | 7.7109 | 643.1191 | 0.66348 | 649.9659 | 2.3548 | 643.1191 | 1.7076 | 643.1191 | 1.9525 | 643.1191 | 2.6449 | 643.1191 | 4.2751
| 650.5579 | 2.3003 | 643.3453 | 7.8256 | 643.3453 | 0.66981 | 650.1977 | 2.3513 | 643.3453 | 1.7229 | 643.3453 | 1.9683 | 643.3453 | 2.6285 | 643.3453 | 4.2863
| 650.7894 | 2.2829 | 643.5715 | 7.6857 | 643.5715 | 0.65412 | 650.4295 | 2.3415 | 643.5715 | 1.6907 | 643.5715 | 1.9328 | 643.5715 | 2.5948 | 643.5715 | 4.2431
| 651.0208 | 2.276 | 643.7978 | 7.4555 | 643.7978 | 0.63884 | 650.6613 | 2.3469 | 643.7978 | 1.6574 | 643.7978 | 1.9239 | 643.7978 | 2.5434 | 643.7978 | 4.1871
| 651.2523 | 2.2612 | 644.024 | 7.6818 | 644.024 | 0.66477 | 650.8931 | 2.3442 | 644.024 | 1.6949 | 644.024 | 1.957 | 644.024 | 2.5913 | 644.024 | 4.2363
| 651.4837 | 2.2678 | 644.2502 | 7.5899 | 644.2502 | 0.65362 | 651.1249 | 2.3539 | 644.2502 | 1.6601 | 644.2502 | 1.9338 | 644.2502 | 2.5729 | 644.2502 | 4.1534
| 651.7152 | 2.2584 | 644.4765 | 7.6979 | 644.4765 | 0.65917 | 651.3567 | 2.3645 | 644.4765 | 1.6828 | 644.4765 | 1.9512 | 644.4765 | 2.5999 | 644.4765 | 4.2069
| 651.9466 | 2.2467 | 644.7028 | 7.6491 | 644.7028 | 0.65375 | 651.5885 | 2.3681 | 644.7028 | 1.6752 | 644.7028 | 1.9512 | 644.7028 | 2.6088 | 644.7028 | 4.2158
| 652.1781 | 2.2396 | 644.929 | 7.6684 | 644.929 | 0.64896 | 651.8203 | 2.3885 | 644.929 | 1.6681 | 644.929 | 1.939 | 644.929 | 2.5825 | 644.929 | 4.1548
| 652.4096 | 2.2306 | 645.1553 | 7.6243 | 645.1553 | 0.64467 | 652.0522 | 2.4115 | 645.1553 | 1.664 | 645.1553 | 1.9018 | 645.1553 | 2.5841 | 645.1553 | 4.177
| 652.6412 | 2.2432 | 645.3816 | 7.572 | 645.3816 | 0.64039 | 652.284 | 2.4151 | 645.3816 | 1.6467 | 645.3816 | 1.9146 | 645.3816 | 2.5466 | 645.3816 | 4.1388
| 652.8727 | 2.2241 | 645.6078 | 7.5826 | 645.6078 | 0.63613 | 652.5159 | 2.4177 | 645.6078 | 1.6526 | 645.6078 | 1.9008 | 645.6078 | 2.5453 | 645.6078 | 4.1548
| 653.1042 | 2.2031 | 645.8342 | 7.3198 | 645.8342 | 0.62353 | 652.7478 | 2.4044 | 645.8342 | 1.5981 | 645.8342 | 1.8469 | 645.8342 | 2.4735 | 645.8342 | 4.0105
| 653.3357 | 2.2121 | 646.0605 | 7.3539 | 646.0605 | 0.6223 | 652.9796 | 2.4053 | 646.0605 | 1.6068 | 646.0605 | 1.8714 | 646.0605 | 2.4865 | 646.0605 | 4.0042
| 653.5673 | 2.1886 | 646.2868 | 7.3817 | 646.2868 | 0.61777 | 653.2115 | 2.3964 | 646.2868 | 1.6088 | 646.2868 | 1.8676 | 646.2868 | 2.4596 | 646.2868 | 4.0195
| 653.7989 | 2.1679 | 646.5131 | 7.2687 | 646.5131 | 0.61197 | 653.4435 | 2.3681 | 646.5131 | 1.5918 | 646.5131 | 1.8248 | 646.5131 | 2.4192 | 646.5131 | 3.995
| 654.0304 | 2.1842 | 646.7395 | 7.2003 | 646.7395 | 0.60734 | 653.6754 | 2.3353 | 646.7395 | 1.5714 | 646.7395 | 1.8093 | 646.7395 | 2.4075 | 646.7395 | 3.9749
| 654.262 | 2.1798 | 646.9658 | 7.2675 | 646.9658 | 0.6137 | 653.9073 | 2.3035 | 646.9658 | 1.5952 | 646.9658 | 1.8081 | 646.9658 | 2.4295 | 646.9658 | 3.9742
| 654.4936 | 2.1449 | 647.1922 | 7.1207 | 647.1922 | 0.59836 | 654.1392 | 2.2972 | 647.1922 | 1.551 | 647.1922 | 1.7677 | 647.1922 | 2.3726 | 647.1922 | 3.9064
| 654.7252 | 2.1133 | 647.4186 | 7.0629 | 647.4186 | 0.59344 | 654.3712 | 2.2919 | 647.4186 | 1.5467 | 647.4186 | 1.7625 | 647.4186 | 2.3517 | 647.4186 | 3.8562
| 654.9568 | 2.1511 | 647.645 | 7.1255 | 647.645 | 0.59048 | 654.6032 | 2.2849 | 647.645 | 1.5498 | 647.645 | 1.7661 | 647.645 | 2.3835 | 647.645 | 3.8821
| 655.1885 | 2.1415 | 647.8713 | 7.0902 | 647.8713 | 0.59978 | 654.8351 | 2.2866 | 647.8713 | 1.5623 | 647.8713 | 1.7556 | 647.8713 | 2.3919 | 647.8713 | 3.9452
| 655.4201 | 2.141 | 648.0977 | 7.137 | 648.0977 | 0.60205 | 655.0671 | 2.2636 | 648.0977 | 1.5632 | 648.0977 | 1.7776 | 648.0977 | 2.3713 | 648.0977 | 3.9104
| 655.6517 | 2.1303 | 648.3242 | 7.0453 | 648.3242 | 0.58689 | 655.2991 | 2.276 | 648.3242 | 1.5371 | 648.3242 | 1.7523 | 648.3242 | 2.3233 | 648.3242 | 3.8844
| 655.8834 | 2.116 | 648.5505 | 7.0057 | 648.5505 | 0.58585 | 655.5311 | 2.2592 | 648.5505 | 1.5264 | 648.5505 | 1.7678 | 648.5505 | 2.3195 | 648.5505 | 3.8062
| 656.1151 | 2.1043 | 648.777 | 6.8834 | 648.777 | 0.58232 | 655.7631 | 2.2521 | 648.777 | 1.5234 | 648.777 | 1.7152 | 648.777 | 2.3334 | 648.777 | 3.7909
| 656.3468 | 2.0969 | 649.0034 | 6.8274 | 649.0034 | 0.57022 | 655.9951 | 2.2538 | 649.0034 | 1.4964 | 649.0034 | 1.7055 | 649.0034 | 2.2662 | 649.0034 | 3.7568
| 656.5784 | 2.0775 | 649.2299 | 6.7406 | 649.2299 | 0.56808 | 656.2272 | 2.2459 | 649.2299 | 1.4823 | 649.2299 | 1.6933 | 649.2299 | 2.2346 | 649.2299 | 3.6796
| 656.8102 | 2.0684 | 649.4563 | 6.7694 | 649.4563 | 0.55992 | 656.4592 | 2.2255 | 649.4563 | 1.4646 | 649.4563 | 1.6575 | 649.4563 | 2.2297 | 649.4563 | 3.6477
| 657.0419 | 2.0736 | 649.6828 | 6.7008 | 649.6828 | 0.55813 | 656.6913 | 2.2468 | 649.6828 | 1.4576 | 649.6828 | 1.6626 | 649.6828 | 2.2391 | 649.6828 | 3.609
| 657.2736 | 2.0819 | 649.9092 | 6.7324 | 649.9092 | 0.56336 | 656.9233 | 2.2441 | 649.9092 | 1.4668 | 649.9092 | 1.6875 | 649.9092 | 2.2513 | 649.9092 | 3.6487
| 657.5053 | 2.0711 | 650.1357 | 6.6959 | 650.1357 | 0.56263 | 657.1554 | 2.2353 | 650.1357 | 1.4587 | 650.1357 | 1.6564 | 650.1357 | 2.2368 | 650.1357 | 3.6402
| 657.7371 | 2.0418 | 650.3622 | 6.7363 | 650.3622 | 0.56276 | 657.3875 | 2.1759 | 650.3622 | 1.4486 | 650.3622 | 1.6849 | 650.3622 | 2.2231 | 650.3622 | 3.637
| 657.9688 | 2.034 | 650.5887 | 6.7272 | 650.5887 | 0.5638 | 657.6196 | 2.2105 | 650.5887 | 1.4607 | 650.5887 | 1.6817 | 650.5887 | 2.2499 | 650.5887 | 3.6604
| 658.2006 | 2.0231 | 650.8152 | 6.6385 | 650.8152 | 0.55368 | 657.8517 | 2.2105 | 650.8152 | 1.4287 | 650.8152 | 1.6631 | 650.8152 | 2.1879 | 650.8152 | 3.5735
| 658.4324 | 2.0028 | 651.0417 | 6.7184 | 651.0417 | 0.55633 | 658.0838 | 2.1812 | 651.0417 | 1.4484 | 651.0417 | 1.6612 | 651.0417 | 2.2135 | 651.0417 | 3.6193
| 658.6641 | 1.9824 | 651.2682 | 6.5638 | 651.2682 | 0.55088 | 658.316 | 2.1981 | 651.2682 | 1.424 | 651.2682 | 1.6557 | 651.2682 | 2.2168 | 651.2682 | 3.5755
| 658.8959 | 2.0147 | 651.4948 | 6.439 | 651.4948 | 0.53925 | 658.5481 | 2.1963 | 651.4948 | 1.3932 | 651.4948 | 1.5974 | 651.4948 | 2.1214 | 651.4948 | 3.4899
| 659.1277 | 1.9987 | 651.7214 | 6.4815 | 651.7214 | 0.54181 | 658.7802 | 2.175 | 651.7214 | 1.4046 | 651.7214 | 1.6317 | 651.7214 | 2.1261 | 651.7214 | 3.5188
| 659.3596 | 1.9969 | 651.9479 | 6.5688 | 651.9479 | 0.54852 | 659.0124 | 2.1759 | 651.9479 | 1.4176 | 651.9479 | 1.6402 | 651.9479 | 2.1775 | 651.9479 | 3.5142
| 659.5914 | 1.9577 | 652.1744 | 6.5902 | 652.1744 | 0.55082 | 659.2446 | 2.1449 | 652.1744 | 1.4228 | 652.1744 | 1.6441 | 652.1744 | 2.1537 | 652.1744 | 3.5368
| 659.8232 | 1.9713 | 652.4011 | 6.5964 | 652.4011 | 0.55255 | 659.4767 | 2.1485 | 652.4011 | 1.4277 | 652.4011 | 1.636 | 652.4011 | 2.168 | 652.4011 | 3.5499
| 660.0551 | 1.9691 | 652.6276 | 6.553 | 652.6276 | 0.53825 | 659.7089 | 2.1458 | 652.6276 | 1.4097 | 652.6276 | 1.612 | 652.6276 | 2.1457 | 652.6276 | 3.5644
| 660.287 | 1.9573 | 652.8542 | 6.5506 | 652.8542 | 0.5436 | 659.9411 | 2.1387 | 652.8542 | 1.4113 | 652.8542 | 1.623 | 652.8542 | 2.1121 | 652.8542 | 3.5251
| 660.5188 | 1.9501 | 653.0808 | 6.4964 | 653.0808 | 0.54357 | 660.1733 | 2.1529 | 653.0808 | 1.402 | 653.0808 | 1.6203 | 653.0808 | 2.1185 | 653.0808 | 3.4854
| 660.7507 | 1.9293 | 653.3074 | 6.4814 | 653.3074 | 0.53292 | 660.4056 | 2.1467 | 653.3074 | 1.396 | 653.3074 | 1.6214 | 653.3074 | 2.1148 | 653.3074 | 3.4841
| 660.9826 | 1.9348 | 653.5341 | 6.3949 | 653.5341 | 0.52845 | 660.6378 | 2.1396 | 653.5341 | 1.3791 | 653.5341 | 1.5895 | 653.5341 | 2.0859 | 653.5341 | 3.4818
| 661.2145 | 1.9195 | 653.7607 | 6.424 | 653.7607 | 0.53154 | 660.87 | 2.1431 | 653.7607 | 1.389 | 653.7607 | 1.6043 | 653.7607 | 2.0836 | 653.7607 | 3.4826
| 661.4464 | 1.9352 | 653.9873 | 6.4168 | 653.9873 | 0.53163 | 661.1023 | 2.1529 | 653.9873 | 1.3845 | 653.9873 | 1.6008 | 653.9873 | 2.1245 | 653.9873 | 3.4481
| 661.6783 | 1.8954 | 654.2139 | 6.3784 | 654.2139 | 0.52312 | 661.3346 | 2.129 | 654.2139 | 1.3769 | 654.2139 | 1.5795 | 654.2139 | 2.0722 | 654.2139 | 3.4125
| 661.9103 | 1.9007 | 654.4406 | 6.2554 | 654.4406 | 0.50951 | 661.5668 | 2.1192 | 654.4406 | 1.3419 | 654.4406 | 1.5278 | 654.4406 | 2.027 | 654.4406 | 3.3693
| 662.1422 | 1.8786 | 654.6673 | 6.4401 | 654.6673 | 0.5264 | 661.7991 | 2.1237 | 654.6673 | 1.3707 | 654.6673 | 1.5897 | 654.6673 | 2.0848 | 654.6673 | 3.4399
| 662.3742 | 1.8701 | 654.8939 | 6.2734 | 654.8939 | 0.5154 | 662.0314 | 2.1255 | 654.8939 | 1.3507 | 654.8939 | 1.5577 | 654.8939 | 2.0457 | 654.8939 | 3.3641
| 662.6061 | 1.8587 | 655.1206 | 6.3178 | 655.1206 | 0.51679 | 662.2637 | 2.113 | 655.1206 | 1.3507 | 655.1206 | 1.5714 | 655.1206 | 2.0384 | 655.1206 | 3.3788
| 662.8381 | 1.8579 | 655.3474 | 6.2215 | 655.3474 | 0.50907 | 662.496 | 2.0962 | 655.3474 | 1.3266 | 655.3474 | 1.5169 | 655.3474 | 1.9937 | 655.3474 | 3.2735
| 663.0701 | 1.8372 | 655.574 | 6.3042 | 655.574 | 0.5143 | 662.7283 | 2.0847 | 655.574 | 1.3521 | 655.574 | 1.5447 | 655.574 | 2.0185 | 655.574 | 3.3608
| 663.3021 | 1.8424 | 655.8007 | 6.2216 | 655.8007 | 0.50863 | 662.9607 | 2.083 | 655.8007 | 1.3251 | 655.8007 | 1.5258 | 655.8007 | 1.9971 | 655.8007 | 3.3171
| 663.5341 | 1.838 | 656.0275 | 6.1486 | 656.0275 | 0.50639 | 663.193 | 2.0865 | 656.0275 | 1.3185 | 656.0275 | 1.5175 | 656.0275 | 1.9876 | 656.0275 | 3.2954
| 663.7661 | 1.7957 | 656.2542 | 6.1089 | 656.2542 | 0.49978 | 663.4254 | 2.0767 | 656.2542 | 1.3015 | 656.2542 | 1.4995 | 656.2542 | 2.0048 | 656.2542 | 3.2886
| 663.9982 | 1.828 | 656.4809 | 6.124 | 656.4809 | 0.49927 | 663.6577 | 2.0803 | 656.4809 | 1.308 | 656.4809 | 1.5065 | 656.4809 | 1.9802 | 656.4809 | 3.22
| 664.2302 | 1.7949 | 656.7076 | 6.0305 | 656.7076 | 0.49269 | 663.8901 | 2.052 | 656.7076 | 1.287 | 656.7076 | 1.4915 | 656.7076 | 1.9264 | 656.7076 | 3.2314
| 664.4622 | 1.7848 | 656.9344 | 6.047 | 656.9344 | 0.49155 | 664.1225 | 2.0431 | 656.9344 | 1.2947 | 656.9344 | 1.4965 | 656.9344 | 1.968 | 656.9344 | 3.2246
| 664.6943 | 1.783 | 657.1612 | 5.9582 | 657.1612 | 0.48532 | 664.3549 | 2.0333 | 657.1612 | 1.2662 | 657.1612 | 1.4718 | 657.1612 | 1.9097 | 657.1612 | 3.1588
| 664.9264 | 1.7668 | 657.3879 | 5.9155 | 657.3879 | 0.48157 | 664.5873 | 2.0245 | 657.3879 | 1.2639 | 657.3879 | 1.4468 | 657.3879 | 1.919 | 657.3879 | 3.1526
| 665.1585 | 1.7665 | 657.6147 | 5.9096 | 657.6147 | 0.48046 | 664.8197 | 2.028 | 657.6147 | 1.2632 | 657.6147 | 1.4566 | 657.6147 | 1.9092 | 657.6147 | 3.1325
| 665.3905 | 1.7611 | 657.8416 | 5.8337 | 657.8415 | 0.47438 | 665.0522 | 2.0218 | 657.8416 | 1.2478 | 657.8416 | 1.4345 | 657.8415 | 1.8985 | 657.8416 | 3.1118
| 665.6226 | 1.7524 | 658.0684 | 5.8041 | 658.0684 | 0.47136 | 665.2846 | 2.0466 | 658.0684 | 1.2353 | 658.0684 | 1.4204 | 658.0684 | 1.863 | 658.0684 | 3.1063
| 665.8548 | 1.7335 | 658.2952 | 5.7686 | 658.2952 | 0.46799 | 665.5171 | 2.0245 | 658.2952 | 1.2293 | 658.2952 | 1.4237 | 658.2952 | 1.853 | 658.2952 | 3.1101
| 666.0869 | 1.7355 | 658.522 | 5.6624 | 658.522 | 0.46077 | 665.7495 | 2.0174 | 658.522 | 1.2109 | 658.522 | 1.3852 | 658.522 | 1.8351 | 658.522 | 3.0054
| 666.319 | 1.7268 | 658.7488 | 5.7387 | 658.7488 | 0.4557 | 665.982 | 2.0183 | 658.7488 | 1.2143 | 658.7488 | 1.3805 | 658.7488 | 1.8453 | 658.7488 | 3.0009
| 666.5512 | 1.72 | 658.9756 | 5.7095 | 658.9756 | 0.46084 | 666.2145 | 1.9961 | 658.9756 | 1.2183 | 658.9756 | 1.3986 | 658.9756 | 1.8532 | 658.9756 | 3.0538
| 666.7833 | 1.7069 | 659.2025 | 5.748 | 659.2025 | 0.45173 | 666.447 | 1.9838 | 659.2025 | 1.2134 | 659.2025 | 1.4032 | 659.2025 | 1.8685 | 659.2025 | 3.033
| 667.0155 | 1.6972 | 659.4294 | 5.6036 | 659.4294 | 0.45116 | 666.6795 | 1.9713 | 659.4294 | 1.19 | 659.4294 | 1.3778 | 659.4294 | 1.7894 | 659.4294 | 2.9897
| 667.2477 | 1.6934 | 659.6562 | 5.5509 | 659.6562 | 0.45094 | 666.912 | 1.9634 | 659.6562 | 1.189 | 659.6562 | 1.3655 | 659.6562 | 1.8183 | 659.6562 | 2.9361
| 667.4798 | 1.6813 | 659.8831 | 5.5288 | 659.8831 | 0.44597 | 667.1445 | 1.9589 | 659.8831 | 1.1721 | 659.8831 | 1.3593 | 659.8831 | 1.7948 | 659.8831 | 2.9346
| 667.712 | 1.668 | 660.11 | 5.5073 | 660.11 | 0.44483 | 667.377 | 1.9519 | 660.11 | 1.1737 | 660.11 | 1.3507 | 660.11 | 1.7751 | 660.11 | 2.9834
| 667.9442 | 1.6671 | 660.3369 | 5.4799 | 660.3369 | 0.43998 | 667.6096 | 1.9439 | 660.3369 | 1.1577 | 660.3369 | 1.3364 | 660.3369 | 1.7527 | 660.3369 | 2.9105
| 668.1765 | 1.6598 | 660.5638 | 5.4676 | 660.5638 | 0.4379 | 667.8421 | 1.9359 | 660.5638 | 1.1575 | 660.5638 | 1.3347 | 660.5638 | 1.7532 | 660.5638 | 2.9181
| 668.4087 | 1.6452 | 660.7907 | 5.3811 | 660.7907 | 0.4361 | 668.0747 | 1.9288 | 660.7907 | 1.1399 | 660.7907 | 1.3104 | 660.7907 | 1.725 | 660.7907 | 2.8641
| 668.6409 | 1.64 | 661.0176 | 5.387 | 661.0176 | 0.4304 | 668.3072 | 1.9217 | 661.0176 | 1.1441 | 661.0176 | 1.3268 | 661.0176 | 1.7356 | 661.0176 | 2.8464
| 668.8732 | 1.631 | 661.2446 | 5.3196 | 661.2446 | 0.42911 | 668.5398 | 1.9129 | 661.2446 | 1.126 | 661.2446 | 1.3112 | 661.2446 | 1.6915 | 661.2446 | 2.8168
| 669.1054 | 1.622 | 661.4715 | 5.3275 | 661.4715 | 0.42848 | 668.7724 | 1.9094 | 661.4715 | 1.1316 | 661.4715 | 1.3117 | 661.4715 | 1.718 | 661.4715 | 2.8884
| 669.3377 | 1.6165 | 661.6984 | 5.2606 | 661.6984 | 0.41884 | 669.005 | 1.8987 | 661.6984 | 1.1137 | 661.6984 | 1.2765 | 661.6984 | 1.7047 | 661.6984 | 2.816
| 669.57 | 1.6097 | 661.9254 | 5.3305 | 661.9254 | 0.42265 | 669.2376 | 1.8943 | 661.9254 | 1.1181 | 661.9254 | 1.2842 | 661.9254 | 1.704 | 661.9254 | 2.8044
| 669.8023 | 1.5952 | 662.1523 | 5.1994 | 662.1523 | 0.41969 | 669.4703 | 1.8854 | 662.1523 | 1.102 | 662.1523 | 1.2719 | 662.1523 | 1.6636 | 662.1523 | 2.7907
| 670.0346 | 1.5872 | 662.3793 | 5.2689 | 662.3793 | 0.41364 | 669.7029 | 1.8766 | 662.3793 | 1.1065 | 662.3793 | 1.2816 | 662.3793 | 1.6743 | 662.3793 | 2.8163
| 670.2669 | 1.5798 | 662.6063 | 5.1805 | 662.6063 | 0.41147 | 669.9355 | 1.8633 | 662.6063 | 1.0932 | 662.6063 | 1.2627 | 662.6063 | 1.6603 | 662.6063 | 2.7634
| 670.4992 | 1.5712 | 662.8333 | 5.2187 | 662.8333 | 0.41651 | 670.1682 | 1.858 | 662.8333 | 1.0963 | 662.8333 | 1.2482 | 662.8333 | 1.6653 | 662.8333 | 2.7489
| 670.7315 | 1.5609 | 663.0603 | 5.145 | 663.0603 | 0.40583 | 670.4009 | 1.8527 | 663.0603 | 1.0823 | 663.0603 | 1.2539 | 663.0603 | 1.6259 | 663.0603 | 2.7328
| 670.9639 | 1.5539 | 663.2874 | 5.1085 | 663.2873 | 0.40737 | 670.6335 | 1.8465 | 663.2874 | 1.0863 | 663.2874 | 1.2457 | 663.2873 | 1.6331 | 663.2874 | 2.7648
| 671.1962 | 1.5399 | 663.5143 | 5.0839 | 663.5143 | 0.40167 | 670.8662 | 1.8376 | 663.5143 | 1.0699 | 663.5143 | 1.2414 | 663.5143 | 1.6104 | 663.5143 | 2.7109
| 671.4286 | 1.5361 | 663.7414 | 5.1223 | 663.7414 | 0.40494 | 671.0989 | 1.8297 | 663.7414 | 1.0765 | 663.7414 | 1.2323 | 663.7414 | 1.6437 | 663.7414 | 2.7407
| 671.661 | 1.5282 | 663.9684 | 5.072 | 663.9684 | 0.40006 | 671.3316 | 1.8199 | 663.9684 | 1.0645 | 663.9684 | 1.2337 | 663.9684 | 1.6293 | 663.9684 | 2.7168
| 671.8934 | 1.5147 | 664.1955 | 5.0916 | 664.1955 | 0.39578 | 671.5643 | 1.8146 | 664.1955 | 1.066 | 664.1955 | 1.2163 | 664.1955 | 1.6432 | 664.1955 | 2.6956
| 672.1258 | 1.5093 | 664.4225 | 4.9664 | 664.4226 | 0.3936 | 671.7971 | 1.8022 | 664.4225 | 1.0472 | 664.4225 | 1.209 | 664.4226 | 1.6087 | 664.4225 | 2.6463
| 672.3582 | 1.4979 | 664.6496 | 5.0024 | 664.6496 | 0.39474 | 672.0298 | 1.7987 | 664.6496 | 1.054 | 664.6496 | 1.2166 | 664.6496 | 1.6071 | 664.6496 | 2.6992
| 672.5906 | 1.4852 | 664.8766 | 5.004 | 664.8767 | 0.38765 | 672.2625 | 1.7809 | 664.8766 | 1.0391 | 664.8766 | 1.1954 | 664.8767 | 1.5951 | 664.8766 | 2.6144
| 672.823 | 1.48 | 665.1038 | 4.9814 | 665.1038 | 0.39121 | 672.4953 | 1.78 | 665.1038 | 1.0401 | 665.1038 | 1.1969 | 665.1038 | 1.5839 | 665.1038 | 2.6716
| 673.0554 | 1.4727 | 665.3309 | 4.897 | 665.3309 | 0.38651 | 672.7281 | 1.7712 | 665.3309 | 1.0224 | 665.3309 | 1.1801 | 665.3309 | 1.5731 | 665.3309 | 2.5963
| 673.2879 | 1.4647 | 665.558 | 4.921 | 665.558 | 0.38387 | 672.9608 | 1.7685 | 665.558 | 1.0294 | 665.558 | 1.1851 | 665.558 | 1.5691 | 665.558 | 2.6278
| 673.5203 | 1.4591 | 665.7851 | 4.8811 | 665.7851 | 0.3816 | 673.1936 | 1.7562 | 665.7851 | 1.0167 | 665.7851 | 1.1722 | 665.7851 | 1.5357 | 665.7851 | 2.5887
| 673.7528 | 1.4452 | 666.0122 | 4.8638 | 666.0122 | 0.3815 | 673.4264 | 1.7517 | 666.0122 | 1.0176 | 666.0122 | 1.1742 | 666.0122 | 1.55 | 666.0122 | 2.5641
| 673.9853 | 1.4418 | 666.2393 | 4.7975 | 666.2393 | 0.37854 | 673.6592 | 1.7367 | 666.2393 | 1.0035 | 666.2393 | 1.1679 | 666.2393 | 1.5366 | 666.2393 | 2.5215
| 674.2178 | 1.433 | 666.4665 | 4.8076 | 666.4665 | 0.37347 | 673.8921 | 1.7314 | 666.4665 | 1.0056 | 666.4665 | 1.162 | 666.4665 | 1.5399 | 666.4665 | 2.5552
| 674.4503 | 1.4231 | 666.6936 | 4.7409 | 666.6936 | 0.37149 | 674.1249 | 1.7181 | 666.6936 | 0.99068 | 666.6936 | 1.1398 | 666.6936 | 1.5151 | 666.6936 | 2.5336
| 674.6828 | 1.4151 | 666.9208 | 4.748 | 666.9208 | 0.37675 | 674.3577 | 1.703 | 666.9208 | 0.99605 | 666.9208 | 1.1519 | 666.9208 | 1.5177 | 666.9208 | 2.5289
| 674.9153 | 1.4107 | 667.1479 | 4.7031 | 667.148 | 0.3638 | 674.5906 | 1.6986 | 667.1479 | 0.97898 | 667.1479 | 1.1254 | 667.148 | 1.5038 | 667.1479 | 2.4696
| 675.1478 | 1.3968 | 667.3751 | 4.6887 | 667.3751 | 0.36244 | 674.8234 | 1.6977 | 667.3751 | 0.98065 | 667.3751 | 1.1277 | 667.3751 | 1.5037 | 667.3751 | 2.5092
| 675.3804 | 1.3874 | 667.6023 | 4.6009 | 667.6023 | 0.35293 | 675.0563 | 1.688 | 667.6023 | 0.96598 | 667.6023 | 1.1032 | 667.6023 | 1.4681 | 667.6023 | 2.4564
| 675.6129 | 1.3796 | 667.8295 | 4.6362 | 667.8295 | 0.36162 | 675.2892 | 1.6827 | 667.8295 | 0.9733 | 667.8295 | 1.1191 | 667.8295 | 1.4792 | 667.8295 | 2.4924
| 675.8455 | 1.369 | 668.0567 | 4.5976 | 668.0567 | 0.35876 | 675.5221 | 1.6711 | 668.0567 | 0.956 | 668.0567 | 1.1152 | 668.0567 | 1.4676 | 668.0567 | 2.4309
| 676.078 | 1.3709 | 668.2839 | 4.5522 | 668.2839 | 0.35863 | 675.755 | 1.6649 | 668.2839 | 0.96064 | 668.2839 | 1.114 | 668.2839 | 1.4486 | 668.2839 | 2.4555
| 676.3106 | 1.3699 | 668.5111 | 4.5307 | 668.5111 | 0.35151 | 675.9879 | 1.6525 | 668.5111 | 0.94287 | 668.5111 | 1.1018 | 668.5111 | 1.4313 | 668.5111 | 2.4061
| 676.5432 | 1.3595 | 668.7383 | 4.547 | 668.7383 | 0.35082 | 676.2208 | 1.6517 | 668.7383 | 0.94817 | 668.7383 | 1.0941 | 668.7383 | 1.439 | 668.7383 | 2.4151
| 676.7758 | 1.3456 | 668.9656 | 4.4899 | 668.9656 | 0.34694 | 676.4537 | 1.6339 | 668.9656 | 0.93177 | 668.9656 | 1.0828 | 668.9656 | 1.4193 | 668.9656 | 2.4099
| 677.0084 | 1.3423 | 669.1929 | 4.5248 | 669.1929 | 0.34669 | 676.6866 | 1.6339 | 669.1929 | 0.93445 | 669.1929 | 1.0898 | 669.1929 | 1.4097 | 669.1929 | 2.3566
| 677.2411 | 1.3233 | 669.4201 | 4.4055 | 669.4201 | 0.34083 | 676.9196 | 1.6233 | 669.4201 | 0.91943 | 669.4201 | 1.0674 | 669.4201 | 1.4012 | 669.4201 | 2.3574
| 677.4737 | 1.3186 | 669.6473 | 4.4387 | 669.6473 | 0.34508 | 677.1526 | 1.618 | 669.6473 | 0.92668 | 669.6473 | 1.0617 | 669.6473 | 1.4021 | 669.6473 | 2.3595
| 677.7063 | 1.3097 | 669.8746 | 4.3793 | 669.8746 | 0.33434 | 677.3855 | 1.6056 | 669.8746 | 0.91111 | 669.8746 | 1.0558 | 669.8746 | 1.3978 | 669.8746 | 2.3424
| 677.939 | 1.3042 | 670.1019 | 4.3814 | 670.1019 | 0.33768 | 677.6185 | 1.6083 | 670.1019 | 0.91385 | 670.1019 | 1.0512 | 670.1019 | 1.4043 | 670.1019 | 2.3565
| 678.1716 | 1.2991 | 670.3292 | 4.3294 | 670.3292 | 0.33299 | 677.8515 | 1.5896 | 670.3292 | 0.89869 | 670.3292 | 1.0472 | 670.3292 | 1.4051 | 670.3292 | 2.2916
| 678.4043 | 1.2955 | 670.5565 | 4.3472 | 670.5565 | 0.33305 | 678.0845 | 1.5941 | 670.5565 | 0.90171 | 670.5565 | 1.0471 | 670.5565 | 1.3671 | 670.5565 | 2.3468
| 678.637 | 1.2836 | 670.7838 | 4.2887 | 670.7838 | 0.32971 | 678.3175 | 1.5737 | 670.7838 | 0.88939 | 670.7838 | 1.0223 | 670.7838 | 1.3495 | 670.7838 | 2.3228
| 678.8697 | 1.2844 | 671.0112 | 4.269 | 671.0112 | 0.33031 | 678.5505 | 1.5755 | 671.0112 | 0.88913 | 671.0112 | 1.0424 | 671.0112 | 1.3696 | 671.0112 | 2.2738
| 679.1024 | 1.268 | 671.2385 | 4.2539 | 671.2385 | 0.32334 | 678.7835 | 1.5631 | 671.2385 | 0.87881 | 671.2385 | 1.0197 | 671.2385 | 1.357 | 671.2385 | 2.265
| 679.3351 | 1.2626 | 671.4658 | 4.2064 | 671.4658 | 0.32533 | 679.0166 | 1.5631 | 671.4658 | 0.88141 | 671.4658 | 1.0097 | 671.4658 | 1.3387 | 671.4658 | 2.2686
| 679.5679 | 1.2505 | 671.6932 | 4.1528 | 671.6932 | 0.32464 | 679.2496 | 1.5471 | 671.6932 | 0.86856 | 671.6932 | 1.0102 | 671.6932 | 1.3387 | 671.6932 | 2.2159
| 679.8006 | 1.2452 | 671.9205 | 4.1879 | 671.9205 | 0.32256 | 679.4827 | 1.5463 | 671.9205 | 0.87187 | 671.9205 | 0.98846 | 671.9205 | 1.3303 | 671.9205 | 2.2198
| 680.0333 | 1.2427 | 672.1479 | 4.1445 | 672.1479 | 0.31786 | 679.7158 | 1.5303 | 672.1479 | 0.85739 | 672.1479 | 0.99794 | 672.1479 | 1.3274 | 672.1479 | 2.1864
| 680.2661 | 1.2374 | 672.3752 | 4.1149 | 672.3752 | 0.31802 | 679.9488 | 1.5312 | 672.3752 | 0.86144 | 672.3752 | 1.0008 | 672.3752 | 1.3294 | 672.3752 | 2.2484
| 680.4989 | 1.2252 | 672.6027 | 4.083 | 672.6027 | 0.31134 | 680.1819 | 1.5126 | 672.6027 | 0.8471 | 672.6027 | 0.98332 | 672.6027 | 1.3048 | 672.6027 | 2.1937
| 680.7316 | 1.2172 | 672.83 | 4.0915 | 672.83 | 0.31263 | 680.415 | 1.5153 | 672.83 | 0.85076 | 672.83 | 0.9912 | 672.83 | 1.2915 | 672.83 | 2.2133
| 680.9644 | 1.2118 | 673.0574 | 4.0069 | 673.0574 | 0.31055 | 680.6481 | 1.5002 | 673.0574 | 0.83714 | 673.0574 | 0.96802 | 673.0574 | 1.2847 | 673.0574 | 2.1535
| 681.1972 | 1.1965 | 673.2849 | 4.0154 | 673.2849 | 0.30743 | 680.8813 | 1.502 | 673.2849 | 0.84057 | 673.2849 | 0.97873 | 673.2849 | 1.2795 | 673.2849 | 2.1732
| 681.43 | 1.1939 | 673.5123 | 3.9951 | 673.5123 | 0.30702 | 681.1144 | 1.486 | 673.5123 | 0.8269 | 673.5123 | 0.94882 | 673.5123 | 1.2758 | 673.5123 | 2.1243
| 681.6629 | 1.187 | 673.7397 | 4.0126 | 673.7397 | 0.30299 | 681.3475 | 1.486 | 673.7397 | 0.83045 | 673.7397 | 0.97082 | 673.7397 | 1.2884 | 673.7397 | 2.1429
| 681.8957 | 1.18 | 673.9672 | 3.9431 | 673.9672 | 0.2989 | 681.5807 | 1.4736 | 673.9672 | 0.81776 | 673.9672 | 0.95941 | 673.9672 | 1.2589 | 673.9672 | 2.1115
| 682.1285 | 1.1755 | 674.1946 | 3.9381 | 674.1946 | 0.29921 | 681.8138 | 1.4692 | 674.1946 | 0.82376 | 674.1946 | 0.94494 | 674.1946 | 1.246 | 674.1946 | 2.1163
| 682.3614 | 1.1683 | 674.4221 | 3.8812 | 674.4221 | 0.29786 | 682.047 | 1.4577 | 674.4221 | 0.80904 | 674.4221 | 0.94642 | 674.4221 | 1.2386 | 674.4221 | 2.0888
| 682.5942 | 1.1597 | 674.6495 | 3.8876 | 674.6495 | 0.29792 | 682.2802 | 1.4524 | 674.6495 | 0.81352 | 674.6495 | 0.94928 | 674.6495 | 1.252 | 674.6495 | 2.1281
| 682.8271 | 1.1533 | 674.877 | 3.8177 | 674.8769 | 0.29467 | 682.5134 | 1.4426 | 674.877 | 0.79946 | 674.877 | 0.92812 | 674.8769 | 1.2332 | 674.877 | 2.0477
| 683.06 | 1.1531 | 675.1045 | 3.8419 | 675.1045 | 0.28944 | 682.7466 | 1.4373 | 675.1045 | 0.80271 | 675.1045 | 0.93097 | 675.1045 | 1.2349 | 675.1045 | 2.0749
| 683.2929 | 1.1467 | 675.332 | 3.7572 | 675.332 | 0.28856 | 682.9798 | 1.4285 | 675.332 | 0.79246 | 675.332 | 0.92805 | 675.332 | 1.2247 | 675.332 | 2.0455
| 683.5258 | 1.1378 | 675.5594 | 3.8081 | 675.5594 | 0.28714 | 683.213 | 1.4285 | 675.5594 | 0.79177 | 675.5594 | 0.9161 | 675.5594 | 1.2196 | 675.5594 | 2.0305
| 683.7587 | 1.1306 | 675.787 | 3.721 | 675.787 | 0.28642 | 683.4462 | 1.4152 | 675.787 | 0.78147 | 675.787 | 0.9122 | 675.787 | 1.2126 | 675.787 | 1.9861
| 683.9916 | 1.1227 | 676.0145 | 3.7355 | 676.0145 | 0.28516 | 683.6795 | 1.4107 | 676.0145 | 0.78634 | 676.0145 | 0.91633 | 676.0145 | 1.2017 | 676.0145 | 2.0076
| 684.2245 | 1.1178 | 676.242 | 3.718 | 676.242 | 0.28119 | 683.9127 | 1.4019 | 676.242 | 0.77129 | 676.242 | 0.87448 | 676.242 | 1.1586 | 676.242 | 1.9935
| 684.4575 | 1.0975 | 676.4695 | 3.7374 | 676.4695 | 0.28314 | 684.146 | 1.3966 | 676.4695 | 0.77997 | 676.4695 | 0.89463 | 676.4695 | 1.1814 | 676.4695 | 2.0051
| 684.6904 | 1.0925 | 676.6971 | 3.6542 | 676.6971 | 0.27794 | 684.3793 | 1.3851 | 676.6971 | 0.76355 | 676.6971 | 0.88958 | 676.6971 | 1.1762 | 676.6971 | 1.9627
| 684.9234 | 1.0769 | 676.9246 | 3.7026 | 676.9246 | 0.27864 | 684.6125 | 1.3824 | 676.9246 | 0.77025 | 676.9246 | 0.88874 | 676.9246 | 1.1635 | 676.9246 | 1.9448
| 685.1563 | 1.0802 | 677.1522 | 3.6355 | 677.1522 | 0.27716 | 684.8458 | 1.3709 | 677.1522 | 0.75585 | 677.1522 | 0.8808 | 677.1522 | 1.1542 | 677.1522 | 1.9463
| 685.3893 | 1.0803 | 677.3798 | 3.6166 | 677.3798 | 0.27612 | 685.0791 | 1.3674 | 677.3798 | 0.75661 | 677.3798 | 0.88061 | 677.3798 | 1.1356 | 677.3798 | 1.9553
| 685.6223 | 1.066 | 677.6074 | 3.5884 | 677.6074 | 0.27149 | 685.3124 | 1.3585 | 677.6074 | 0.74712 | 677.6074 | 0.86891 | 677.6074 | 1.1427 | 677.6074 | 1.8973
| 685.8553 | 1.0645 | 677.835 | 3.564 | 677.835 | 0.27089 | 685.5458 | 1.3497 | 677.835 | 0.75059 | 677.835 | 0.86912 | 677.835 | 1.1426 | 677.835 | 1.9408
| 686.0883 | 1.0594 | 678.0626 | 3.5053 | 678.0626 | 0.26484 | 685.7791 | 1.3417 | 678.0626 | 0.73827 | 678.0626 | 0.84982 | 678.0626 | 1.1289 | 678.0626 | 1.9009
| 686.3214 | 1.0537 | 678.2902 | 3.537 | 678.2902 | 0.26563 | 686.0124 | 1.3364 | 678.2902 | 0.74195 | 678.2902 | 0.86546 | 678.2902 | 1.1552 | 678.2902 | 1.9376
| 686.5544 | 1.044 | 678.5178 | 3.4844 | 678.5178 | 0.26276 | 686.2458 | 1.3275 | 678.5178 | 0.72938 | 678.5178 | 0.85044 | 678.5178 | 1.1317 | 678.5178 | 1.8596
| 686.7874 | 1.0475 | 678.7454 | 3.5092 | 678.7454 | 0.26578 | 686.4791 | 1.3222 | 678.7454 | 0.73399 | 678.7454 | 0.84415 | 678.7454 | 1.12 | 678.7454 | 1.9087
| 687.0205 | 1.0352 | 678.973 | 3.4796 | 678.973 | 0.25838 | 686.7125 | 1.3134 | 678.973 | 0.72042 | 678.973 | 0.83893 | 678.973 | 1.1023 | 678.973 | 1.8596
| 687.2536 | 1.0353 | 679.2007 | 3.4415 | 679.2007 | 0.25854 | 686.9459 | 1.3071 | 679.2007 | 0.72469 | 679.2007 | 0.83956 | 679.2007 | 1.1027 | 679.2007 | 1.8619
| 687.4866 | 1.0235 | 679.4283 | 3.3694 | 679.4283 | 0.25747 | 687.1793 | 1.3027 | 679.4283 | 0.7121 | 679.4283 | 0.82818 | 679.4283 | 1.0924 | 679.4283 | 1.836
| 687.7197 | 1.0206 | 679.656 | 3.4331 | 679.656 | 0.254 | 687.4127 | 1.2983 | 679.656 | 0.71471 | 679.656 | 0.82483 | 679.656 | 1.0695 | 679.656 | 1.8684
| 687.9528 | 1.002 | 679.8837 | 3.3685 | 679.8837 | 0.25299 | 687.6461 | 1.2886 | 679.8837 | 0.7019 | 679.8837 | 0.82511 | 679.8837 | 1.0734 | 679.8837 | 1.8161
| 688.1859 | 1.006 | 680.1113 | 3.3455 | 680.1113 | 0.25151 | 687.8795 | 1.2788 | 680.1113 | 0.70491 | 680.1113 | 0.82226 | 680.1113 | 1.0904 | 680.1113 | 1.8065
| 688.419 | 1.0022 | 680.3391 | 3.2912 | 680.3391 | 0.24656 | 688.1129 | 1.2735 | 680.3391 | 0.69273 | 680.3391 | 0.80171 | 680.3391 | 1.0718 | 680.3391 | 1.7807
| 688.6522 | 0.99177 | 680.5667 | 3.3173 | 680.5667 | 0.24905 | 688.3464 | 1.2673 | 680.5667 | 0.69357 | 680.5667 | 0.80817 | 680.5667 | 1.053 | 680.5667 | 1.8163
| 688.8853 | 0.98226 | 680.7944 | 3.2284 | 680.7944 | 0.24231 | 688.5798 | 1.2602 | 680.7944 | 0.68511 | 680.7944 | 0.80362 | 680.7944 | 1.0435 | 680.7944 | 1.7433
| 689.1184 | 0.98094 | 681.0222 | 3.2687 | 681.0222 | 0.24575 | 688.8133 | 1.254 | 681.0222 | 0.68797 | 681.0222 | 0.78686 | 681.0222 | 1.043 | 681.0222 | 1.7647
| 689.3516 | 0.96754 | 681.2499 | 3.2253 | 681.2499 | 0.24426 | 689.0467 | 1.2487 | 681.2499 | 0.67779 | 681.2499 | 0.7869 | 681.2499 | 1.0289 | 681.2499 | 1.728
| 689.5848 | 0.96824 | 681.4776 | 3.2134 | 681.4776 | 0.24058 | 689.2802 | 1.239 | 681.4776 | 0.67749 | 681.4776 | 0.78165 | 681.4776 | 1.0204 | 681.4776 | 1.7546
| 689.8179 | 0.9682 | 681.7053 | 3.166 | 681.7053 | 0.24045 | 689.5137 | 1.2345 | 681.7053 | 0.66759 | 681.7053 | 0.75579 | 681.7053 | 1.017 | 681.7053 | 1.7434
| 690.0511 | 0.95844 | 681.9331 | 3.1871 | 681.9331 | 0.23683 | 689.7472 | 1.2265 | 681.9331 | 0.67006 | 681.9331 | 0.77334 | 681.9331 | 1.017 | 681.9331 | 1.7116
| 690.2843 | 0.95 | 682.1608 | 3.0924 | 682.1608 | 0.23522 | 689.9807 | 1.2212 | 682.1608 | 0.65694 | 682.1608 | 0.75913 | 682.1608 | 1.0327 | 682.1608 | 1.7058
| 690.5175 | 0.94512 | 682.3886 | 3.1526 | 682.3886 | 0.23623 | 690.2142 | 1.2133 | 682.3886 | 0.66332 | 682.3886 | 0.76967 | 682.3886 | 1.0113 | 682.3886 | 1.7225
| 690.7507 | 0.93591 | 682.6164 | 3.094 | 682.6164 | 0.2315 | 690.4478 | 1.208 | 682.6164 | 0.6511 | 682.6164 | 0.76514 | 682.6164 | 0.9974 | 682.6164 | 1.6888
| 690.984 | 0.93092 | 682.8442 | 3.0898 | 682.8442 | 0.22987 | 690.6813 | 1.1982 | 682.8442 | 0.65107 | 682.8442 | 0.7499 | 682.8442 | 0.98624 | 682.8442 | 1.6938
| 691.2172 | 0.92508 | 683.072 | 3.0243 | 683.072 | 0.22788 | 690.9149 | 1.1929 | 683.072 | 0.64264 | 683.072 | 0.74538 | 683.072 | 0.96149 | 683.072 | 1.6418
| 691.4505 | 0.91664 | 683.2998 | 3.0599 | 683.2998 | 0.22952 | 691.1484 | 1.1814 | 683.2998 | 0.64844 | 683.2998 | 0.74571 | 683.2998 | 1.0011 | 683.2998 | 1.6663
| 691.6837 | 0.91374 | 683.5276 | 3.0244 | 683.5276 | 0.22599 | 691.382 | 1.1761 | 683.5276 | 0.63065 | 683.5276 | 0.737 | 683.5276 | 0.97093 | 683.5276 | 1.6294
| 691.917 | 0.90879 | 683.7554 | 3.0753 | 683.7554 | 0.22817 | 691.6156 | 1.1681 | 683.7554 | 0.63771 | 683.7554 | 0.73371 | 683.7554 | 0.97508 | 683.7554 | 1.6176
| 692.1503 | 0.89928 | 683.9832 | 2.9989 | 683.9832 | 0.21884 | 691.8492 | 1.1646 | 683.9832 | 0.62471 | 683.9832 | 0.71539 | 683.9832 | 0.96335 | 683.9832 | 1.5976
| 692.3835 | 0.89253 | 684.2111 | 2.9472 | 684.2111 | 0.22495 | 692.0827 | 1.1539 | 684.2111 | 0.63121 | 684.2111 | 0.72759 | 684.2111 | 0.9602 | 684.2111 | 1.6448
| 692.6168 | 0.88849 | 684.4389 | 2.9559 | 684.4389 | 0.22306 | 692.3164 | 1.1522 | 684.4389 | 0.61687 | 684.4389 | 0.72558 | 684.4389 | 0.94504 | 684.4389 | 1.6139
| 692.8501 | 0.8828 | 684.6668 | 2.9776 | 684.6668 | 0.22164 | 692.55 | 1.1442 | 684.6668 | 0.62445 | 684.6668 | 0.74303 | 684.6668 | 0.95663 | 684.6668 | 1.6172
| 693.0835 | 0.87884 | 684.8947 | 2.8993 | 684.8946 | 0.21616 | 692.7836 | 1.1424 | 684.8947 | 0.60938 | 684.8947 | 0.69456 | 684.8946 | 0.93874 | 684.8947 | 1.5764
| 693.3168 | 0.87642 | 685.1226 | 2.9059 | 685.1226 | 0.21676 | 693.0172 | 1.1327 | 685.1226 | 0.61486 | 685.1226 | 0.70746 | 685.1226 | 0.93646 | 685.1226 | 1.5875
| 693.5501 | 0.87051 | 685.3504 | 2.8577 | 685.3504 | 0.21455 | 693.2509 | 1.13 | 685.3504 | 0.60228 | 685.3504 | 0.69462 | 685.3504 | 0.91156 | 685.3504 | 1.6002
| 693.7835 | 0.85704 | 685.5783 | 2.8736 | 685.5783 | 0.2127 | 693.4845 | 1.1176 | 685.5783 | 0.60529 | 685.5783 | 0.69656 | 685.5783 | 0.92158 | 685.5783 | 1.5629
| 694.0168 | 0.85623 | 685.8062 | 2.8508 | 685.8062 | 0.21213 | 693.7182 | 1.1167 | 685.8062 | 0.5955 | 685.8062 | 0.70147 | 685.8062 | 0.91156 | 685.8062 | 1.5489
| 694.2502 | 0.85234 | 686.0341 | 2.8275 | 686.0341 | 0.21065 | 693.9519 | 1.107 | 686.0341 | 0.59813 | 686.0341 | 0.69961 | 686.0341 | 0.88581 | 686.0341 | 1.5531
| 694.4836 | 0.83576 | 686.262 | 2.7861 | 686.262 | 0.20646 | 694.1856 | 1.1035 | 686.262 | 0.58946 | 686.262 | 0.68358 | 686.262 | 0.90341 | 686.262 | 1.5214
| 694.717 | 0.825 | 686.49 | 2.7778 | 686.49 | 0.20473 | 694.4193 | 1.0893 | 686.49 | 0.59187 | 686.49 | 0.70462 | 686.49 | 0.89669 | 686.49 | 1.524
| 694.9504 | 0.83205 | 686.7179 | 2.7496 | 686.7179 | 0.20548 | 694.653 | 1.0902 | 686.7179 | 0.57858 | 686.7179 | 0.67575 | 686.7179 | 0.90641 | 686.7179 | 1.4862
| 695.1838 | 0.83014 | 686.9459 | 2.7491 | 686.9459 | 0.2052 | 694.8867 | 1.0813 | 686.9459 | 0.58243 | 686.9459 | 0.68018 | 686.9459 | 0.88696 | 686.9459 | 1.5361
| 695.4172 | 0.82207 | 687.1738 | 2.7066 | 687.1738 | 0.20057 | 695.1204 | 1.0787 | 687.1738 | 0.57187 | 687.1738 | 0.67065 | 687.1738 | 0.87952 | 687.1738 | 1.4848
| 695.6506 | 0.82009 | 687.4017 | 2.6883 | 687.4017 | 0.1983 | 695.3541 | 1.0618 | 687.4017 | 0.57456 | 687.4017 | 0.66097 | 687.4017 | 0.86078 | 687.4017 | 1.4806
| 695.8841 | 0.81609 | 687.6298 | 2.6688 | 687.6298 | 0.1977 | 695.5879 | 1.0485 | 687.6298 | 0.56614 | 687.6298 | 0.66732 | 687.6298 | 0.87036 | 687.6298 | 1.4507
| 696.1175 | 0.79854 | 687.8577 | 2.6695 | 687.8577 | 0.19842 | 695.8216 | 1.0512 | 687.8577 | 0.56698 | 687.8577 | 0.6557 | 687.8577 | 0.85935 | 687.8577 | 1.4886
| 696.351 | 0.79509 | 688.0857 | 2.6099 | 688.0857 | 0.19628 | 696.0554 | 1.037 | 688.0857 | 0.55636 | 688.0857 | 0.64222 | 688.0857 | 0.86621 | 688.0857 | 1.4365
| 696.5844 | 0.79135 | 688.3137 | 2.6147 | 688.3137 | 0.19307 | 696.2892 | 1.0344 | 688.3137 | 0.56291 | 688.3137 | 0.65105 | 688.3137 | 0.85377 | 688.3137 | 1.4489
| 696.8179 | 0.78592 | 688.5417 | 2.6355 | 688.5417 | 0.19105 | 696.523 | 1.0185 | 688.5417 | 0.55054 | 688.5417 | 0.64036 | 688.5417 | 0.8233 | 688.5417 | 1.4268
| 697.0514 | 0.78544 | 688.7697 | 2.6166 | 688.7697 | 0.19307 | 696.7568 | 1.0255 | 688.7697 | 0.55648 | 688.7697 | 0.62917 | 688.7697 | 0.84318 | 688.7697 | 1.3955
| 697.2849 | 0.7795 | 688.9977 | 2.5492 | 688.9977 | 0.18696 | 696.9905 | 1.014 | 688.9977 | 0.54335 | 688.9977 | 0.62431 | 688.9977 | 0.81815 | 688.9977 | 1.3881
| 697.5184 | 0.77384 | 689.2258 | 2.5787 | 689.2258 | 0.1903 | 697.2244 | 1.0149 | 689.2258 | 0.54933 | 689.2258 | 0.64535 | 689.2258 | 0.82201 | 689.2258 | 1.4109
| 697.7519 | 0.76019 | 689.4538 | 2.5059 | 689.4538 | 0.18437 | 697.4582 | 0.99895 | 689.4538 | 0.53833 | 689.4538 | 0.63236 | 689.4538 | 0.8283 | 689.4538 | 1.3815
| 697.9855 | 0.75887 | 689.6819 | 2.5207 | 689.6819 | 0.18598 | 697.692 | 1.0043 | 689.6819 | 0.54338 | 689.6819 | 0.63715 | 689.6819 | 0.81529 | 689.6819 | 1.4183
| 698.219 | 0.75465 | 689.9099 | 2.4926 | 689.9099 | 0.18261 | 697.9259 | 0.99099 | 689.9099 | 0.52996 | 689.9099 | 0.60686 | 689.9099 | 0.8057 | 689.9099 | 1.3647
| 698.4526 | 0.7476 | 690.138 | 2.5023 | 690.138 | 0.18371 | 698.1597 | 0.99099 | 690.138 | 0.53578 | 690.138 | 0.61514 | 690.138 | 0.78353 | 690.138 | 1.3499
| 698.6861 | 0.73546 | 690.3661 | 2.4446 | 690.3661 | 0.18217 | 698.3936 | 0.97414 | 690.3661 | 0.5295 | 690.3661 | 0.60807 | 690.3661 | 0.80155 | 690.3661 | 1.348
| 698.9197 | 0.72702 | 690.5942 | 2.396 | 690.5942 | 0.1799 | 698.6274 | 0.97684 | 690.5942 | 0.51738 | 690.5942 | 0.59713 | 690.5942 | 0.77509 | 690.5942 | 1.3242
| 699.1533 | 0.73135 | 690.8223 | 2.4605 | 690.8223 | 0.17911 | 698.8613 | 0.96441 | 690.8223 | 0.52383 | 690.8223 | 0.60739 | 690.8223 | 0.76936 | 690.8223 | 1.3155
| 699.3869 | 0.72716 | 691.0504 | 2.4028 | 691.0503 | 0.17464 | 699.0952 | 0.96795 | 691.0504 | 0.51057 | 691.0504 | 0.58915 | 691.0503 | 0.76936 | 691.0504 | 1.3155
| 699.6205 | 0.71531 | 691.2785 | 2.3819 | 691.2785 | 0.17987 | 699.3291 | 0.95203 | 691.2785 | 0.51518 | 691.2785 | 0.60495 | 691.2785 | 0.77294 | 691.2785 | 1.3308
| 699.8541 | 0.71263 | 691.5066 | 2.3625 | 691.5066 | 0.17454 | 699.563 | 0.95203 | 691.5066 | 0.50403 | 691.5066 | 0.58399 | 691.5066 | 0.78038 | 691.5066 | 1.2887
| 700.0877 | 0.7109 | 691.7347 | 2.3593 | 691.7347 | 0.17294 | 699.7969 | 0.93606 | 691.7347 | 0.50772 | 691.7347 | 0.58917 | 691.7347 | 0.73832 | 691.7347 | 1.3469
| 700.3213 | 0.70892 | 691.9629 | 2.306 | 691.9629 | 0.17079 | 700.0309 | 0.94053 | 691.9629 | 0.49538 | 691.9629 | 0.58383 | 691.9629 | 0.75534 | 691.9629 | 1.2475
| 700.555 | 0.69971 | 692.191 | 2.3208 | 692.191 | 0.1707 | 700.2648 | 0.9281 | 692.191 | 0.50114 | 692.191 | 0.57894 | 692.191 | 0.74905 | 692.191 | 1.2919
| 700.7886 | 0.6883 | 692.4192 | 2.2706 | 692.4192 | 0.17174 | 700.4988 | 0.92987 | 692.4192 | 0.49119 | 692.4192 | 0.56016 | 692.4192 | 0.77223 | 692.4192 | 1.2603
| 701.0223 | 0.68628 | 692.6473 | 2.268 | 692.6473 | 0.17237 | 700.7327 | 0.91749 | 692.6473 | 0.49574 | 692.6473 | 0.57708 | 692.6473 | 0.76135 | 692.6473 | 1.2904
| 701.2559 | 0.67923 | 692.8755 | 2.2455 | 692.8755 | 0.16934 | 700.9667 | 0.91572 | 692.8755 | 0.48485 | 692.8755 | 0.56663 | 692.8755 | 0.75306 | 692.8755 | 1.2606
| 701.4896 | 0.67945 | 693.1037 | 2.2819 | 693.1037 | 0.17259 | 701.2007 | 0.90864 | 693.1037 | 0.49043 | 693.1037 | 0.55657 | 693.1037 | 0.72874 | 693.1037 | 1.275
| 701.7233 | 0.67087 | 693.3319 | 2.2159 | 693.3319 | 0.16575 | 701.4347 | 0.90953 | 693.3319 | 0.47941 | 693.3319 | 0.5532 | 693.3319 | 0.71414 | 693.3319 | 1.2371
| 701.957 | 0.66162 | 693.5601 | 2.2493 | 693.5601 | 0.16582 | 701.6686 | 0.8971 | 693.5601 | 0.48556 | 693.5601 | 0.56988 | 693.5601 | 0.74175 | 693.5601 | 1.2395
| 702.1907 | 0.66129 | 693.7883 | 2.1687 | 693.7883 | 0.1644 | 701.9027 | 0.89621 | 693.7883 | 0.47246 | 693.7883 | 0.54887 | 693.7883 | 0.7356 | 693.7883 | 1.2282
| 702.4244 | 0.6574 | 694.0165 | 2.1925 | 694.0165 | 0.16411 | 702.1367 | 0.88648 | 694.0165 | 0.47798 | 694.0165 | 0.55658 | 694.0165 | 0.71357 | 694.0165 | 1.248
| 702.6582 | 0.65516 | 694.2448 | 2.1418 | 694.2447 | 0.16008 | 702.3707 | 0.88472 | 694.2448 | 0.46501 | 694.2448 | 0.5364 | 694.2447 | 0.70241 | 694.2448 | 1.2248
| 702.8919 | 0.65281 | 694.473 | 2.1776 | 694.473 | 0.15973 | 702.6047 | 0.87499 | 694.473 | 0.47001 | 694.473 | 0.55544 | 694.473 | 0.69798 | 694.473 | 1.2168
| 703.1257 | 0.64448 | 694.7012 | 2.1374 | 694.7012 | 0.15775 | 702.8388 | 0.87233 | 694.7012 | 0.46232 | 694.7012 | 0.54625 | 694.7012 | 0.70155 | 694.7012 | 1.1961
| 703.3594 | 0.64349 | 694.9295 | 2.1424 | 694.9295 | 0.15844 | 703.0728 | 0.86256 | 694.9295 | 0.46617 | 694.9295 | 0.52969 | 694.9295 | 0.71615 | 694.9295 | 1.2184
| 703.5932 | 0.63387 | 695.1577 | 2.0913 | 695.1577 | 0.15532 | 703.3069 | 0.86344 | 695.1577 | 0.45538 | 695.1577 | 0.53707 | 695.1577 | 0.6698 | 695.1577 | 1.1854
| 703.827 | 0.63872 | 695.386 | 2.0997 | 695.386 | 0.15703 | 703.541 | 0.85813 | 695.386 | 0.46086 | 695.386 | 0.5382 | 695.386 | 0.70442 | 695.386 | 1.221
| 704.0608 | 0.62917 | 695.6143 | 2.0627 | 695.6143 | 0.15422 | 703.7751 | 0.85725 | 695.6143 | 0.44945 | 695.6143 | 0.51095 | 695.6143 | 0.68167 | 695.6143 | 1.1504
| 704.2946 | 0.62528 | 695.8426 | 2.0792 | 695.8426 | 0.15365 | 704.0091 | 0.84487 | 695.8426 | 0.45216 | 695.8426 | 0.52509 | 695.8426 | 0.66865 | 695.8426 | 1.1936
| 704.5284 | 0.62004 | 696.0709 | 2.0734 | 696.0709 | 0.15359 | 704.2433 | 0.83956 | 696.0709 | 0.44539 | 696.0709 | 0.52286 | 696.0709 | 0.66107 | 696.0709 | 1.168
| 704.7622 | 0.6109 | 696.2992 | 2.0657 | 696.2992 | 0.1494 | 704.4774 | 0.8289 | 696.2992 | 0.44931 | 696.2992 | 0.53321 | 696.2992 | 0.68754 | 696.2992 | 1.1956
| 704.996 | 0.61229 | 696.5275 | 2.0035 | 696.5275 | 0.14824 | 704.7115 | 0.82448 | 696.5275 | 0.43779 | 696.5275 | 0.50525 | 696.5275 | 0.67037 | 696.5275 | 1.1466
| 705.2299 | 0.60624 | 696.7558 | 2.0477 | 696.7558 | 0.14556 | 704.9456 | 0.81652 | 696.7558 | 0.44092 | 696.7558 | 0.51067 | 696.7558 | 0.6542 | 696.7558 | 1.1569
| 705.4637 | 0.59809 | 696.9841 | 1.9939 | 696.9841 | 0.1465 | 705.1798 | 0.81563 | 696.9841 | 0.43371 | 696.9841 | 0.52118 | 696.9841 | 0.64562 | 696.9841 | 1.1272
| 705.6976 | 0.60081 | 697.2125 | 2.0103 | 697.2125 | 0.14398 | 705.4139 | 0.81121 | 697.2125 | 0.43595 | 697.2125 | 0.50009 | 697.2125 | 0.66651 | 697.2125 | 1.1139
| 705.9314 | 0.59464 | 697.4409 | 1.9785 | 697.4409 | 0.14512 | 705.6481 | 0.80944 | 697.4409 | 0.42759 | 697.4409 | 0.48634 | 697.4409 | 0.65506 | 697.4409 | 1.0777
| 706.1653 | 0.5902 | 697.6692 | 1.9207 | 697.6692 | 0.14307 | 705.8822 | 0.8059 | 697.6692 | 0.43129 | 697.6692 | 0.49738 | 697.6692 | 0.65406 | 697.6692 | 1.1
| 706.3992 | 0.58018 | 697.8976 | 1.9105 | 697.8976 | 0.13831 | 706.1164 | 0.80325 | 697.8976 | 0.42073 | 697.8976 | 0.49768 | 697.8976 | 0.62259 | 697.8976 | 1.1151
| 706.6331 | 0.58451 | 698.126 | 1.9473 | 698.126 | 0.14241 | 706.3506 | 0.79706 | 698.126 | 0.42507 | 698.126 | 0.49091 | 698.126 | 0.63732 | 698.126 | 1.1344
| 706.867 | 0.57992 | 698.3543 | 1.9117 | 698.3543 | 0.1379 | 706.5848 | 0.79263 | 698.3543 | 0.41545 | 698.3543 | 0.48511 | 698.3543 | 0.63189 | 698.3543 | 1.0964
| 707.1009 | 0.57574 | 698.5827 | 1.9297 | 698.5827 | 0.13916 | 706.819 | 0.78817 | 698.5827 | 0.41987 | 698.5827 | 0.4928 | 698.5827 | 0.62788 | 698.5827 | 1.0861
| 707.3349 | 0.57038 | 698.8111 | 1.8862 | 698.8111 | 0.13778 | 707.0533 | 0.78551 | 698.8111 | 0.40995 | 698.8111 | 0.48432 | 698.8111 | 0.61028 | 698.8111 | 1.0552
| 707.5688 | 0.56271 | 699.0396 | 1.8857 | 699.0395 | 0.13872 | 707.2875 | 0.77755 | 699.0396 | 0.41279 | 699.0396 | 0.48452 | 699.0395 | 0.62087 | 699.0396 | 1.0675
| 707.8027 | 0.56058 | 699.2679 | 1.8445 | 699.2679 | 0.13368 | 707.5217 | 0.77402 | 699.2679 | 0.4027 | 699.2679 | 0.47211 | 699.2679 | 0.61243 | 699.2679 | 1.0533
| 708.0367 | 0.55379 | 699.4964 | 1.8979 | 699.4964 | 0.13456 | 707.756 | 0.77136 | 699.4964 | 0.40792 | 699.4964 | 0.48295 | 699.4964 | 0.62144 | 699.4964 | 1.0648
| 708.2707 | 0.54532 | 699.7248 | 1.8126 | 699.7248 | 0.13327 | 707.9902 | 0.76782 | 699.7248 | 0.39806 | 699.7248 | 0.46386 | 699.7248 | 0.59769 | 699.7248 | 1.0408
| 708.5047 | 0.55534 | 699.9532 | 1.8324 | 699.9533 | 0.13535 | 708.2245 | 0.76075 | 699.9532 | 0.40271 | 699.9532 | 0.46455 | 699.9533 | 0.60399 | 699.9532 | 1.0516
| 708.7387 | 0.5426 | 700.1817 | 1.8 | 700.1817 | 0.13141 | 708.4588 | 0.75809 | 700.1817 | 0.39269 | 700.1817 | 0.45517 | 700.1817 | 0.60742 | 700.1817 | 1.0426
| 708.9726 | 0.54748 | 700.4102 | 1.8067 | 700.4102 | 0.13327 | 708.693 | 0.75097 | 700.4102 | 0.39725 | 700.4102 | 0.46221 | 700.4102 | 0.5997 | 700.4102 | 1.0378
| 709.2066 | 0.53699 | 700.6387 | 1.7929 | 700.6387 | 0.12889 | 708.9273 | 0.74655 | 700.6387 | 0.38727 | 700.6387 | 0.46145 | 700.6387 | 0.60041 | 700.6387 | 0.99501
| 709.4407 | 0.535 | 700.8671 | 1.7999 | 700.8671 | 0.12974 | 709.1617 | 0.74213 | 700.8671 | 0.3923 | 700.8671 | 0.45571 | 700.8671 | 0.59984 | 700.8671 | 1.037
| 709.6747 | 0.52928 | 701.0956 | 1.7521 | 701.0956 | 0.12432 | 709.396 | 0.73417 | 701.0956 | 0.38229 | 701.0956 | 0.45025 | 701.0956 | 0.5791 | 701.0956 | 0.99553
| 709.9087 | 0.52821 | 701.3241 | 1.7553 | 701.3241 | 0.12549 | 709.6303 | 0.72974 | 701.3241 | 0.38582 | 701.3241 | 0.4493 | 701.3241 | 0.57981 | 701.3241 | 0.99661
| 710.1428 | 0.52366 | 701.5526 | 1.7334 | 701.5526 | 0.12294 | 709.8646 | 0.71913 | 701.5526 | 0.37641 | 701.5526 | 0.44413 | 701.5526 | 0.58396 | 701.5526 | 0.99714
| 710.3768 | 0.52194 | 701.7811 | 1.6974 | 701.7811 | 0.12316 | 710.099 | 0.7182 | 701.7811 | 0.3821 | 701.7811 | 0.44332 | 701.7811 | 0.57438 | 701.7811 | 0.98462
| 710.6109 | 0.51739 | 702.0096 | 1.6925 | 702.0096 | 0.12164 | 710.3333 | 0.71643 | 702.0096 | 0.37258 | 702.0096 | 0.4338 | 702.0096 | 0.56493 | 702.0096 | 0.98564
| 710.845 | 0.51581 | 702.2382 | 1.6988 | 702.2382 | 0.12398 | 710.5677 | 0.71643 | 702.2382 | 0.37846 | 702.2382 | 0.44451 | 702.2382 | 0.56651 | 702.2382 | 1.01
| 711.0791 | 0.50682 | 702.4667 | 1.6143 | 702.4667 | 0.12023 | 710.8021 | 0.70936 | 702.4667 | 0.36832 | 702.4667 | 0.43773 | 702.4667 | 0.54491 | 702.4667 | 0.97326
| 711.3132 | 0.51185 | 702.6953 | 1.7059 | 702.6953 | 0.12246 | 711.0364 | 0.70582 | 702.6953 | 0.37276 | 702.6953 | 0.4388 | 702.6953 | 0.58296 | 702.6953 | 0.96594
| 711.5473 | 0.50293 | 702.9238 | 1.6558 | 702.9238 | 0.12089 | 711.2708 | 0.69874 | 702.9238 | 0.36314 | 702.9238 | 0.42171 | 702.9238 | 0.55735 | 702.9238 | 0.95099
| 711.7814 | 0.50029 | 703.1524 | 1.6888 | 703.1524 | 0.11793 | 711.5052 | 0.69786 | 703.1524 | 0.36701 | 703.1524 | 0.43202 | 703.1524 | 0.54963 | 703.1524 | 0.99342
| 712.0155 | 0.49841 | 703.381 | 1.6232 | 703.381 | 0.11556 | 711.7396 | 0.69255 | 703.381 | 0.35734 | 703.381 | 0.41965 | 703.381 | 0.55106 | 703.381 | 0.92779
| 712.2497 | 0.48843 | 703.6096 | 1.6678 | 703.6096 | 0.11616 | 711.9741 | 0.68901 | 703.6096 | 0.36203 | 703.6096 | 0.4295 | 703.6096 | 0.5738 | 703.6096 | 0.95571
| 712.4838 | 0.48873 | 703.8381 | 1.6085 | 703.8381 | 0.11418 | 712.2085 | 0.68193 | 703.8381 | 0.35498 | 703.8381 | 0.41862 | 703.8381 | 0.54004 | 703.8381 | 0.9451
| 712.718 | 0.48935 | 704.0668 | 1.6605 | 704.0668 | 0.11733 | 712.4429 | 0.68101 | 704.0668 | 0.35981 | 704.0668 | 0.42407 | 704.0668 | 0.5522 | 704.0668 | 0.93135
| 712.9521 | 0.48175 | 704.2953 | 1.5988 | 704.2953 | 0.1126 | 712.6774 | 0.67216 | 704.2953 | 0.35039 | 704.2953 | 0.40828 | 704.2953 | 0.53146 | 704.2953 | 0.92437
| 713.1863 | 0.4812 | 704.524 | 1.5933 | 704.524 | 0.11137 | 712.9118 | 0.67305 | 704.524 | 0.35484 | 704.524 | 0.40909 | 704.524 | 0.53189 | 704.524 | 0.91849
| 713.4205 | 0.47577 | 704.7526 | 1.5481 | 704.7526 | 0.11295 | 713.1463 | 0.66774 | 704.7526 | 0.34706 | 704.7526 | 0.4012 | 704.7526 | 0.50399 | 704.7526 | 0.8869
| 713.6547 | 0.44267 | 704.9813 | 1.5637 | 704.9813 | 0.11389 | 713.3808 | 0.66597 | 704.9813 | 0.35022 | 704.9813 | 0.40099 | 704.9813 | 0.52316 | 704.9813 | 0.91381
| 713.8889 | 0.47269 | 705.2099 | 1.5632 | 705.2099 | 0.11163 | 713.6152 | 0.65712 | 705.2099 | 0.34071 | 705.2099 | 0.39686 | 705.2099 | 0.52516 | 705.2099 | 0.92102
| 714.1231 | 0.467 | 705.4385 | 1.5701 | 705.4385 | 0.11345 | 713.8497 | 0.65624 | 705.4385 | 0.3455 | 705.4385 | 0.40432 | 705.4385 | 0.52431 | 705.4385 | 0.92112
| 714.3573 | 0.45647 | 705.6672 | 1.5565 | 705.6672 | 0.10999 | 714.0842 | 0.65005 | 705.6672 | 0.33697 | 705.6672 | 0.38952 | 705.6672 | 0.50571 | 705.6672 | 0.89794
| 714.5916 | 0.4586 | 705.8959 | 1.5506 | 705.8959 | 0.11251 | 714.3188 | 0.65005 | 705.8959 | 0.34166 | 705.8959 | 0.40524 | 705.8959 | 0.53103 | 705.8959 | 0.9023
| 714.8258 | 0.44894 | 706.1246 | 1.4879 | 706.1246 | 0.10737 | 714.5533 | 0.64381 | 706.1246 | 0.33322 | 706.1246 | 0.40398 | 706.1246 | 0.50084 | 706.1246 | 0.88162
| 715.0601 | 0.4488 | 706.3533 | 1.5304 | 706.3533 | 0.1075 | 714.7878 | 0.6447 | 706.3533 | 0.33678 | 706.3533 | 0.39489 | 706.3533 | 0.51901 | 706.3533 | 0.88133
| 715.2943 | 0.43628 | 706.582 | 1.473 | 706.582 | 0.10649 | 715.0224 | 0.63497 | 706.582 | 0.32671 | 706.582 | 0.38869 | 706.582 | 0.48468 | 706.582 | 0.87891
| 715.5286 | 0.44821 | 706.8107 | 1.493 | 706.8107 | 0.10775 | 715.2569 | 0.63408 | 706.8107 | 0.33342 | 706.8107 | 0.39443 | 706.8107 | 0.49784 | 706.8107 | 0.87017
| 715.7629 | 0.44638 | 707.0394 | 1.4397 | 707.0394 | 0.10403 | 715.4915 | 0.627 | 707.0394 | 0.32229 | 707.0394 | 0.37539 | 707.0394 | 0.4914 | 707.0394 | 0.83432
| 715.9972 | 0.44344 | 707.2681 | 1.4798 | 707.2681 | 0.10482 | 715.726 | 0.62435 | 707.2681 | 0.32698 | 707.2681 | 0.3877 | 707.2681 | 0.49283 | 707.2681 | 0.85296
| 716.2315 | 0.43988 | 707.4968 | 1.4735 | 707.4968 | 0.1022 | 715.9606 | 0.61816 | 707.4968 | 0.31967 | 707.4968 | 0.38185 | 707.4968 | 0.49012 | 707.4968 | 0.84397
| 716.4658 | 0.42491 | 707.7256 | 1.4609 | 707.7256 | 0.10224 | 716.1952 | 0.61993 | 707.7256 | 0.32574 | 707.7256 | 0.38771 | 707.7256 | 0.51329 | 707.7256 | 0.8466
| 716.7001 | 0.42931 | 707.9543 | 1.4194 | 707.9543 | 0.10123 | 716.4298 | 0.61197 | 707.9543 | 0.31559 | 707.9543 | 0.36119 | 707.9543 | 0.46422 | 707.9543 | 0.82563
| 716.9345 | 0.41936 | 708.183 | 1.4386 | 708.183 | 0.10353 | 716.6644 | 0.6102 | 708.183 | 0.31856 | 708.183 | 0.36633 | 708.183 | 0.47924 | 708.183 | 0.83037
| 717.1688 | 0.42718 | 708.4118 | 1.4085 | 708.4118 | 0.10164 | 716.899 | 0.60308 | 708.4118 | 0.31053 | 708.4118 | 0.36118 | 708.4118 | 0.47095 | 708.4118 | 0.81588
| 717.4032 | 0.42065 | 708.6406 | 1.4187 | 708.6406 | 0.099306 | 717.1337 | 0.60843 | 708.6406 | 0.31711 | 708.6406 | 0.36845 | 708.6406 | 0.48554 | 708.6406 | 0.81852
| 717.6375 | 0.41863 | 708.8694 | 1.3814 | 708.8694 | 0.096786 | 717.3683 | 0.59158 | 708.8694 | 0.30685 | 708.8694 | 0.36159 | 708.8694 | 0.47452 | 708.8694 | 0.80122
| 717.8719 | 0.41929 | 709.0982 | 1.3444 | 709.0982 | 0.099968 | 717.6029 | 0.59954 | 709.0982 | 0.31156 | 709.0982 | 0.3646 | 709.0982 | 0.4791 | 709.0982 | 0.82754
| 718.1063 | 0.41331 | 709.327 | 1.3474 | 709.327 | 0.09792 | 717.8376 | 0.58539 | 709.327 | 0.30215 | 709.327 | 0.36687 | 709.327 | 0.46665 | 709.327 | 0.80808
| 718.3407 | 0.41305 | 709.5558 | 1.3588 | 709.5558 | 0.097637 | 718.0723 | 0.58981 | 709.5558 | 0.30683 | 709.5558 | 0.35262 | 709.5558 | 0.45421 | 709.5558 | 0.8099
| 718.5751 | 0.40645 | 709.7846 | 1.3396 | 709.7846 | 0.095368 | 718.307 | 0.58273 | 709.7846 | 0.2995 | 709.7846 | 0.34869 | 709.7846 | 0.4462 | 709.7846 | 0.80692
| 718.8095 | 0.40802 | 710.0134 | 1.3734 | 710.0134 | 0.095494 | 718.5416 | 0.58096 | 710.0134 | 0.30411 | 710.0134 | 0.33983 | 710.0134 | 0.46065 | 710.0134 | 0.80561
| 719.0439 | 0.4023 | 710.2422 | 1.3557 | 710.2423 | 0.093919 | 718.7763 | 0.57123 | 710.2422 | 0.29408 | 710.2422 | 0.34552 | 710.2423 | 0.44491 | 710.2422 | 0.79333
| 719.2783 | 0.40498 | 710.4711 | 1.3232 | 710.4711 | 0.095872 | 719.011 | 0.57389 | 710.4711 | 0.30101 | 710.4711 | 0.34463 | 710.4711 | 0.46079 | 710.4711 | 0.77705
| 719.5128 | 0.39936 | 710.7 | 1.3451 | 710.6999 | 0.093478 | 719.2457 | 0.56854 | 710.7 | 0.29224 | 710.7 | 0.34389 | 710.6999 | 0.44291 | 710.7 | 0.78466
| 719.7472 | 0.39562 | 710.9288 | 1.3402 | 710.9288 | 0.09269 | 719.4805 | 0.56854 | 710.9288 | 0.29854 | 710.9288 | 0.35653 | 710.9288 | 0.44462 | 710.9288 | 0.80297
| 719.9817 | 0.38714 | 711.1577 | 1.2856 | 711.1576 | 0.0908 | 719.7152 | 0.55792 | 711.1577 | 0.28979 | 711.1577 | 0.33897 | 711.1576 | 0.44276 | 711.1577 | 0.78007
| 720.2162 | 0.38953 | 711.3865 | 1.2839 | 711.3865 | 0.091461 | 719.9499 | 0.55792 | 711.3865 | 0.29502 | 711.3865 | 0.34007 | 711.3865 | 0.45106 | 711.3865 | 0.77613
| 720.4506 | 0.37716 | 711.6154 | 1.2769 | 711.6154 | 0.09143 | 720.1847 | 0.55085 | 711.6154 | 0.2866 | 711.6154 | 0.34236 | 711.6154 | 0.4389 | 711.6154 | 0.75721
| 720.6851 | 0.38956 | 711.8444 | 1.2877 | 711.8444 | 0.091083 | 720.4194 | 0.54819 | 711.8444 | 0.2885 | 711.8444 | 0.33216 | 711.8444 | 0.42359 | 711.8444 | 0.74489
| 720.9196 | 0.37844 | 712.0732 | 1.2503 | 712.0732 | 0.090737 | 720.6542 | 0.54112 | 712.0732 | 0.2815 | 712.0732 | 0.33347 | 712.0732 | 0.43947 | 712.0732 | 0.74077
| 721.1541 | 0.38175 | 712.3021 | 1.2682 | 712.3021 | 0.09039 | 720.889 | 0.54377 | 712.3021 | 0.28587 | 712.3021 | 0.32592 | 712.3021 | 0.44534 | 712.3021 | 0.74174
| 721.3887 | 0.37665 | 712.5311 | 1.2358 | 712.5311 | 0.086484 | 721.1238 | 0.534 | 712.5311 | 0.27774 | 712.5311 | 0.32197 | 712.5311 | 0.41887 | 712.5311 | 0.74432
| 721.6232 | 0.37617 | 712.76 | 1.255 | 712.76 | 0.088815 | 721.3586 | 0.53492 | 712.76 | 0.28299 | 712.76 | 0.32843 | 712.76 | 0.43819 | 712.76 | 0.74069
| 721.8577 | 0.37 | 712.989 | 1.1933 | 712.989 | 0.084719 | 721.5934 | 0.52692 | 712.989 | 0.27358 | 712.989 | 0.31595 | 712.989 | 0.41372 | 712.989 | 0.75105
| 722.0923 | 0.36545 | 713.2179 | 1.2352 | 713.2179 | 0.086862 | 721.8282 | 0.52869 | 713.2179 | 0.27705 | 713.2179 | 0.31811 | 713.2179 | 0.42932 | 713.2179 | 0.72035
| 722.3268 | 0.33958 | 713.4468 | 1.1887 | 713.4468 | 0.08368 | 722.063 | 0.52161 | 713.4468 | 0.27056 | 713.4468 | 0.30851 | 713.4468 | 0.41415 | 713.4468 | 0.7198
| 722.5614 | 0.36637 | 713.6758 | 1.2108 | 713.6758 | 0.084719 | 722.2979 | 0.52427 | 713.6758 | 0.27584 | 713.6758 | 0.31327 | 713.6758 | 0.41415 | 713.6758 | 0.73102
| 722.796 | 0.35466 | 713.9048 | 1.168 | 713.9048 | 0.083711 | 722.5327 | 0.51896 | 713.9048 | 0.26748 | 713.9048 | 0.31201 | 713.9048 | 0.41229 | 713.9048 | 0.73038
| 723.0306 | 0.36131 | 714.1337 | 1.2059 | 714.1337 | 0.084845 | 722.7675 | 0.51807 | 714.1337 | 0.27331 | 714.1337 | 0.32255 | 714.1337 | 0.40571 | 714.1337 | 0.71885
| 723.2652 | 0.34861 | 714.3627 | 1.159 | 714.3627 | 0.086799 | 723.0024 | 0.51011 | 714.3627 | 0.26397 | 714.3627 | 0.30245 | 714.3627 | 0.39341 | 714.3627 | 0.6845
| 723.4998 | 0.35334 | 714.5917 | 1.1516 | 714.5917 | 0.084278 | 723.2373 | 0.51011 | 714.5917 | 0.27031 | 714.5917 | 0.32294 | 714.5917 | 0.4256 | 714.5917 | 0.7017
| 723.7344 | 0.34424 | 714.8207 | 1.137 | 714.8207 | 0.080371 | 723.4722 | 0.50569 | 714.8207 | 0.25959 | 714.8207 | 0.29917 | 714.8207 | 0.40442 | 714.8207 | 0.68618
| 723.969 | 0.3398 | 715.0497 | 1.1853 | 715.0497 | 0.080308 | 723.707 | 0.50392 | 715.0497 | 0.26819 | 715.0497 | 0.32042 | 715.0497 | 0.39899 | 715.0497 | 0.71033
| 724.2037 | 0.33345 | 715.2787 | 1.1137 | 715.2787 | 0.080497 | 723.9419 | 0.4995 | 715.2787 | 0.25662 | 715.2787 | 0.29835 | 715.2787 | 0.38568 | 715.2787 | 0.69703
| 724.4383 | 0.34648 | 715.5078 | 1.1497 | 715.5078 | 0.081348 | 724.1768 | 0.50038 | 715.5078 | 0.26528 | 715.5078 | 0.30823 | 715.5078 | 0.39255 | 715.5078 | 0.70248
| 724.673 | 0.34024 | 715.7368 | 1.1263 | 715.7368 | 0.07971 | 724.4118 | 0.49415 | 715.7368 | 0.25381 | 715.7368 | 0.29772 | 715.7368 | 0.39756 | 715.7368 | 0.67016
| 724.9076 | 0.34116 | 715.9659 | 1.1262 | 715.9659 | 0.080182 | 724.6467 | 0.49238 | 715.9659 | 0.261 | 715.9659 | 0.28937 | 715.9659 | 0.40829 | 715.9659 | 0.70638
| 725.1423 | 0.33741 | 716.1949 | 1.0945 | 716.1949 | 0.077693 | 724.8816 | 0.49061 | 716.1949 | 0.25134 | 716.1949 | 0.29326 | 716.1949 | 0.38511 | 716.1949 | 0.66139
| 725.377 | 0.33492 | 716.424 | 1.1443 | 716.424 | 0.080655 | 725.1166 | 0.4853 | 716.424 | 0.25822 | 716.424 | 0.30499 | 716.424 | 0.39656 | 716.424 | 0.67952
| 725.6117 | 0.33382 | 716.6531 | 1.1011 | 716.6531 | 0.077725 | 725.3515 | 0.48088 | 716.6531 | 0.24945 | 716.6531 | 0.28536 | 716.6531 | 0.38454 | 716.6531 | 0.65543
| 725.8464 | 0.33081 | 716.8821 | 1.0881 | 716.8821 | 0.080119 | 725.5865 | 0.47823 | 716.8821 | 0.25447 | 716.8821 | 0.29282 | 716.8821 | 0.38812 | 716.8821 | 0.6569
| 726.0811 | 0.32061 | 717.1113 | 1.0728 | 717.1113 | 0.075614 | 725.8215 | 0.47557 | 717.1113 | 0.24587 | 717.1113 | 0.28785 | 717.1113 | 0.37038 | 717.1113 | 0.62941
| 726.3158 | 0.3296 | 717.3403 | 1.0809 | 717.3403 | 0.078135 | 726.0565 | 0.47203 | 717.3403 | 0.25181 | 717.3403 | 0.29462 | 717.3403 | 0.39284 | 717.3403 | 0.69106
| 726.5505 | 0.32064 | 717.5695 | 1.047 | 717.5695 | 0.074196 | 726.2914 | 0.46673 | 717.5695 | 0.24136 | 717.5695 | 0.29131 | 717.5695 | 0.35707 | 717.5695 | 0.68244
| 726.7853 | 0.318 | 717.7986 | 1.0648 | 717.7986 | 0.076969 | 726.5264 | 0.46496 | 717.7986 | 0.24839 | 717.7986 | 0.30174 | 717.7986 | 0.37853 | 717.7986 | 0.68039
| 727.02 | 0.31745 | 718.0277 | 1.0402 | 718.0277 | 0.07448 | 726.7614 | 0.4623 | 718.0277 | 0.24091 | 718.0277 | 0.27446 | 718.0277 | 0.37867 | 718.0277 | 0.61774
| 727.2548 | 0.31708 | 718.2568 | 1.0391 | 718.2568 | 0.072968 | 726.9965 | 0.46142 | 718.2568 | 0.24489 | 718.2568 | 0.2919 | 718.2568 | 0.37638 | 718.2568 | 0.65167
| 727.4896 | 0.3078 | 718.486 | 1.0186 | 718.486 | 0.073976 | 727.2315 | 0.45518 | 718.486 | 0.23659 | 718.486 | 0.27706 | 718.486 | 0.33762 | 718.486 | 0.61097
| 727.7243 | 0.31301 | 718.7151 | 1.0425 | 718.7151 | 0.071392 | 727.4665 | 0.45518 | 718.7151 | 0.24266 | 718.7151 | 0.28967 | 718.7151 | 0.36051 | 718.7151 | 0.64653
| 727.9591 | 0.30831 | 718.9443 | 1.0156 | 718.9443 | 0.071833 | 727.7016 | 0.44988 | 718.9443 | 0.23116 | 718.9443 | 0.27387 | 718.9443 | 0.34062 | 718.9443 | 0.5955
| 728.1939 | 0.31279 | 719.1735 | 1.0419 | 719.1735 | 0.072211 | 727.9366 | 0.44634 | 719.1735 | 0.24017 | 719.1735 | 0.27786 | 719.1735 | 0.3442 | 719.1735 | 0.64283
| 728.4288 | 0.30659 | 719.4026 | 0.99563 | 719.4026 | 0.07177 | 728.1717 | 0.44457 | 719.4026 | 0.22994 | 719.4026 | 0.25561 | 719.4026 | 0.33747 | 719.4026 | 0.58175
| 728.6636 | 0.30585 | 719.6318 | 1.0198 | 719.6318 | 0.074007 | 728.4068 | 0.44192 | 719.6318 | 0.23708 | 719.6318 | 0.27252 | 719.6318 | 0.35292 | 719.6318 | 0.6209
| 728.8984 | 0.29873 | 719.861 | 0.99053 | 719.861 | 0.067864 | 728.6419 | 0.43926 | 719.861 | 0.22605 | 719.861 | 0.26425 | 719.861 | 0.35392 | 719.861 | 0.61283
| 729.1332 | 0.29862 | 720.0902 | 1.028 | 720.0902 | 0.074228 | 728.877 | 0.43749 | 720.0902 | 0.23451 | 720.0902 | 0.26206 | 720.0902 | 0.36952 | 720.0902 | 0.62648
| 729.3681 | 0.29319 | 720.3194 | 0.97287 | 720.3194 | 0.066131 | 729.1121 | 0.43395 | 720.3194 | 0.22224 | 720.3194 | 0.25503 | 720.3194 | 0.32274 | 720.3194 | 0.59897
| 729.6029 | 0.29712 | 720.5486 | 0.97282 | 720.5486 | 0.073598 | 729.3472 | 0.42776 | 720.5486 | 0.23081 | 720.5486 | 0.27006 | 720.5486 | 0.34691 | 720.5486 | 0.60896
| 729.8378 | 0.29426 | 720.7779 | 0.9591 | 720.7779 | 0.067517 | 729.5823 | 0.42688 | 720.7779 | 0.22353 | 720.7779 | 0.25956 | 720.7779 | 0.33089 | 720.7779 | 0.58028
| 730.0727 | 0.2936 | 721.0071 | 0.98512 | 721.0071 | 0.070101 | 729.8174 | 0.41268 | 721.0071 | 0.22697 | 721.0071 | 0.26568 | 721.0071 | 0.34992 | 721.0071 | 0.63561
| 730.3076 | 0.28604 | 721.2363 | 0.93119 | 721.2363 | 0.067832 | 730.0526 | 0.41003 | 721.2363 | 0.21963 | 721.2363 | 0.25136 | 721.2363 | 0.33361 | 721.2363 | 0.58505
| 730.5425 | 0.28424 | 721.4656 | 0.95111 | 721.4656 | 0.071203 | 730.2877 | 0.41445 | 721.4656 | 0.22601 | 721.4656 | 0.26634 | 721.4656 | 0.3432 | 721.4656 | 0.61432
| 730.7774 | 0.28548 | 721.6948 | 0.91947 | 721.6948 | 0.067738 | 730.5229 | 0.41445 | 721.6948 | 0.2153 | 721.6948 | 0.25481 | 721.6948 | 0.34134 | 721.6948 | 0.56682
| 731.0123 | 0.28317 | 721.9241 | 0.93792 | 721.9241 | 0.062665 | 730.758 | 0.41268 | 721.9241 | 0.22353 | 721.9241 | 0.27422 | 721.9241 | 0.31373 | 721.9241 | 0.56399
| 731.2472 | 0.26038 | 722.1534 | 0.91148 | 722.1534 | 0.065028 | 730.9932 | 0.41357 | 722.1534 | 0.21377 | 722.1534 | 0.25324 | 722.1534 | 0.32832 | 722.1534 | 0.54018
| 731.4822 | 0.27917 | 722.3827 | 0.92122 | 722.3827 | 0.065753 | 731.2284 | 0.40737 | 722.3827 | 0.2208 | 722.3827 | 0.25952 | 722.3827 | 0.33976 | 722.3827 | 0.58357
| 731.7171 | 0.27073 | 722.612 | 0.92296 | 722.612 | 0.063232 | 731.4636 | 0.40295 | 722.612 | 0.21115 | 722.612 | 0.25249 | 722.612 | 0.3173 | 722.612 | 0.56744
| 731.9521 | 0.27077 | 722.8413 | 0.8934 | 722.8413 | 0.065658 | 731.6988 | 0.39941 | 722.8413 | 0.21904 | 722.8413 | 0.24157 | 722.8413 | 0.34062 | 722.8413 | 0.57485
| 732.187 | 0.27106 | 723.0706 | 0.89517 | 723.0706 | 0.066005 | 731.934 | 0.39676 | 723.0706 | 0.2087 | 723.0706 | 0.2511 | 723.0706 | 0.31973 | 723.0706 | 0.56834
| 732.422 | 0.27653 | 723.2999 | 0.91308 | 723.2999 | 0.066855 | 732.1692 | 0.39676 | 723.2999 | 0.21583 | 723.2999 | 0.24352 | 723.2999 | 0.29599 | 723.2999 | 0.56683
| 732.657 | 0.26262 | 723.5292 | 0.89703 | 723.5292 | 0.06131 | 732.4045 | 0.39234 | 723.5292 | 0.20695 | 723.5292 | 0.24315 | 723.5292 | 0.31187 | 723.5292 | 0.54204
| 732.892 | 0.26849 | 723.7586 | 0.88091 | 723.7586 | 0.064776 | 732.6397 | 0.38699 | 723.7586 | 0.21467 | 723.7586 | 0.23548 | 723.7586 | 0.31458 | 723.7586 | 0.56633
| 733.127 | 0.2631 | 723.9879 | 0.86743 | 723.9879 | 0.059798 | 732.875 | 0.38968 | 723.9879 | 0.20531 | 723.9879 | 0.23904 | 723.9879 | 0.31115 | 723.9879 | 0.54134
| 733.362 | 0.25994 | 724.2173 | 0.84726 | 724.2173 | 0.061877 | 733.1102 | 0.38433 | 724.2173 | 0.20956 | 724.2173 | 0.24173 | 724.2173 | 0.33805 | 724.2173 | 0.57693
| 733.597 | 0.26222 | 724.4467 | 0.85825 | 724.4467 | 0.062035 | 733.3455 | 0.38256 | 724.4467 | 0.20152 | 724.4467 | 0.23415 | 724.4467 | 0.28197 | 724.4467 | 0.52827
| 733.832 | 0.2598 | 724.676 | 0.86342 | 724.676 | 0.063484 | 733.5807 | 0.37283 | 724.676 | 0.20756 | 724.676 | 0.23646 | 724.676 | 0.32374 | 724.676 | 0.54498
| 734.0671 | 0.2584 | 724.9054 | 0.8437 | 724.9054 | 0.05901 | 733.816 | 0.37814 | 724.9054 | 0.19805 | 724.9054 | 0.23215 | 724.9054 | 0.30743 | 724.9054 | 0.53377
| 734.3021 | 0.25624 | 725.1348 | 0.85441 | 725.1348 | 0.061688 | 734.0513 | 0.37283 | 725.1348 | 0.20462 | 725.1348 | 0.24127 | 725.1348 | 0.29913 | 725.1348 | 0.53526
| 734.5372 | 0.25455 | 725.3641 | 0.83852 | 725.3641 | 0.060082 | 734.2866 | 0.3746 | 725.3641 | 0.1979 | 725.3641 | 0.23931 | 725.3641 | 0.28941 | 725.3641 | 0.50448
| 734.7723 | 0.24875 | 725.5936 | 0.86368 | 725.5936 | 0.058412 | 734.5219 | 0.36929 | 725.5936 | 0.2023 | 725.5936 | 0.23749 | 725.5936 | 0.29956 | 725.5936 | 0.58267
| 735.0073 | 0.2431 | 725.823 | 0.80641 | 725.823 | 0.058443 | 734.7573 | 0.36664 | 725.823 | 0.19358 | 725.823 | 0.23717 | 725.823 | 0.30457 | 725.823 | 0.50474
| 735.2424 | 0.24875 | 726.0524 | 0.85665 | 726.0524 | 0.058254 | 734.9926 | 0.36399 | 726.0524 | 0.2014 | 726.0524 | 0.23016 | 726.0524 | 0.32059 | 726.0524 | 0.51265
| 735.4775 | 0.24082 | 726.2819 | 0.80429 | 726.2819 | 0.058191 | 735.2279 | 0.36487 | 726.2819 | 0.19211 | 726.2819 | 0.22399 | 726.2819 | 0.29069 | 726.2819 | 0.52021
| 735.7126 | 0.23645 | 726.5113 | 0.82712 | 726.5113 | 0.06109 | 735.4633 | 0.35868 | 726.5113 | 0.19999 | 726.5113 | 0.23246 | 726.5113 | 0.30557 | 726.5113 | 0.52183
| 735.9478 | 0.24361 | 726.7407 | 0.80539 | 726.7407 | 0.057341 | 735.6987 | 0.36045 | 726.7407 | 0.18952 | 726.7407 | 0.22595 | 726.7407 | 0.28483 | 726.7407 | 0.52444
| 736.1829 | 0.24233 | 726.9702 | 0.81498 | 726.9701 | 0.05983 | 735.934 | 0.35514 | 726.9702 | 0.1972 | 726.9702 | 0.22964 | 726.9701 | 0.30414 | 726.9702 | 0.55127
| 736.418 | 0.23616 | 727.1996 | 0.79117 | 727.1997 | 0.057089 | 736.1694 | 0.35337 | 727.1996 | 0.18738 | 727.1996 | 0.21916 | 727.1997 | 0.29785 | 727.1996 | 0.50596
| 736.6532 | 0.23745 | 727.4291 | 0.80084 | 727.4291 | 0.056301 | 736.4048 | 0.34891 | 727.4291 | 0.19366 | 727.4291 | 0.22684 | 727.4291 | 0.31415 | 727.4291 | 0.51349
| 736.8883 | 0.23271 | 727.6586 | 0.7515 | 727.6586 | 0.054127 | 736.6402 | 0.34448 | 727.6586 | 0.18468 | 727.6586 | 0.21888 | 727.6586 | 0.26423 | 727.6586 | 0.48892
| 737.1235 | 0.23143 | 727.8881 | 0.78258 | 727.8881 | 0.057939 | 736.8756 | 0.34095 | 727.8881 | 0.19249 | 727.8881 | 0.22377 | 727.8881 | 0.28726 | 727.8881 | 0.51582
| 737.3587 | 0.22978 | 728.1176 | 0.75253 | 728.1176 | 0.055702 | 737.111 | 0.34448 | 728.1176 | 0.18164 | 728.1176 | 0.20773 | 728.1176 | 0.27796 | 728.1176 | 0.47835
| 737.5938 | 0.21715 | 728.347 | 0.79552 | 728.347 | 0.053749 | 737.3464 | 0.33918 | 728.347 | 0.18839 | 728.347 | 0.21698 | 728.347 | 0.28783 | 728.347 | 0.48824
| 737.829 | 0.22486 | 728.5766 | 0.7666 | 728.5766 | 0.054631 | 737.5819 | 0.33564 | 728.5766 | 0.18063 | 728.5766 | 0.20935 | 728.5766 | 0.28583 | 728.5766 | 0.46727
| 738.0642 | 0.22453 | 728.8061 | 0.77696 | 728.8061 | 0.054852 | 737.8173 | 0.32414 | 728.8061 | 0.18622 | 728.8061 | 0.21503 | 728.8061 | 0.27953 | 728.8061 | 0.50248
| 738.2994 | 0.22588 | 729.0356 | 0.72235 | 729.0356 | 0.051102 | 738.0527 | 0.33652 | 729.0356 | 0.17649 | 729.0356 | 0.21481 | 729.0356 | 0.27453 | 729.0356 | 0.49686
| 738.5347 | 0.22526 | 729.2652 | 0.76498 | 729.2652 | 0.054505 | 738.2882 | 0.32768 | 729.2652 | 0.18429 | 729.2652 | 0.21972 | 729.2652 | 0.27281 | 729.2652 | 0.49686
| 738.7699 | 0.21921 | 729.4947 | 0.69836 | 729.4947 | 0.051386 | 738.5237 | 0.32768 | 729.4947 | 0.17549 | 729.4947 | 0.2102 | 729.4947 | 0.24663 | 729.4947 | 0.4664
| 739.0051 | 0.22629 | 729.7242 | 0.75036 | 729.7242 | 0.053591 | 738.7591 | 0.3206 | 729.7242 | 0.18141 | 729.7242 | 0.20921 | 729.7242 | 0.28383 | 729.7242 | 0.48717
| 739.2404 | 0.21443 | 729.9539 | 0.70507 | 729.9539 | 0.047731 | 738.9946 | 0.32502 | 729.9539 | 0.17463 | 729.9539 | 0.20015 | 729.9539 | 0.26666 | 729.9539 | 0.47762
| 739.4756 | 0.21913 | 730.1834 | 0.73766 | 730.1834 | 0.055765 | 739.2301 | 0.31972 | 730.1834 | 0.17998 | 730.1834 | 0.21135 | 730.1834 | 0.28011 | 730.1834 | 0.503
| 739.7109 | 0.21432 | 730.413 | 0.73965 | 730.413 | 0.047038 | 739.4656 | 0.31795 | 730.413 | 0.17145 | 730.413 | 0.20291 | 730.413 | 0.26051 | 730.413 | 0.46171
| 739.9462 | 0.21102 | 730.6426 | 0.73669 | 730.6426 | 0.050598 | 739.7011 | 0.31352 | 730.6426 | 0.17865 | 730.6426 | 0.20628 | 730.6426 | 0.2648 | 730.6426 | 0.47734
| 740.1815 | 0.20691 | 730.8722 | 0.70447 | 730.8722 | 0.047637 | 739.9367 | 0.31529 | 730.8722 | 0.16922 | 730.8722 | 0.2024 | 730.8722 | 0.26795 | 730.8722 | 0.44938
| 740.4168 | 0.21187 | 731.1017 | 0.72635 | 731.1018 | 0.047448 | 740.1722 | 0.30906 | 731.1017 | 0.17497 | 731.1017 | 0.20323 | 731.1018 | 0.25979 | 731.1017 | 0.48687
| 740.6521 | 0.20739 | 731.3314 | 0.68873 | 731.3314 | 0.047196 | 740.4077 | 0.30375 | 731.3314 | 0.16705 | 731.3314 | 0.19937 | 731.3314 | 0.23605 | 731.3314 | 0.44928
| 740.8874 | 0.20926 | 731.561 | 0.71559 | 731.561 | 0.054253 | 740.6433 | 0.30463 | 731.561 | 0.17484 | 731.561 | 0.19417 | 731.561 | 0.27181 | 731.561 | 0.45667
| 741.1227 | 0.20166 | 731.7906 | 0.67572 | 731.7907 | 0.046723 | 740.8788 | 0.30021 | 731.7906 | 0.16243 | 731.7906 | 0.1999 | 731.7907 | 0.25808 | 731.7906 | 0.44854
| 741.3581 | 0.20412 | 732.0203 | 0.67849 | 732.0203 | 0.050346 | 741.1144 | 0.29933 | 732.0203 | 0.172 | 732.0203 | 0.20554 | 732.0203 | 0.25893 | 732.0203 | 0.48264
| 741.5934 | 0.19381 | 732.2499 | 0.6635 | 732.2499 | 0.048109 | 741.35 | 0.3011 | 732.2499 | 0.16337 | 732.2499 | 0.18606 | 732.2499 | 0.23876 | 732.2499 | 0.42545
| 741.8288 | 0.20137 | 732.4796 | 0.67979 | 732.4796 | 0.047857 | 741.5856 | 0.29579 | 732.4796 | 0.1688 | 732.4796 | 0.19279 | 732.4796 | 0.25021 | 732.4796 | 0.45325
| 742.0641 | 0.19609 | 732.7092 | 0.6534 | 732.7092 | 0.049244 | 741.8212 | 0.29579 | 732.7092 | 0.16143 | 732.7092 | 0.18424 | 732.7092 | 0.23347 | 732.7092 | 0.43081
| 742.2995 | 0.19755 | 732.9389 | 0.70601 | 732.9389 | 0.049716 | 742.0568 | 0.29048 | 732.9389 | 0.16954 | 732.9389 | 0.18467 | 732.9389 | 0.26051 | 732.9389 | 0.44651
| 742.5349 | 0.19748 | 733.1686 | 0.6506 | 733.1686 | 0.045652 | 742.2924 | 0.29048 | 733.1686 | 0.16062 | 733.1686 | 0.19608 | 733.1686 | 0.22303 | 733.1686 | 0.42932
| 742.7703 | 0.19649 | 733.3983 | 0.6386 | 733.3982 | 0.047794 | 742.528 | 0.28783 | 733.3983 | 0.16532 | 733.3983 | 0.1879 | 733.3982 | 0.26509 | 733.3983 | 0.44108
| 743.0057 | 0.19242 | 733.628 | 0.64997 | 733.628 | 0.045841 | 742.7636 | 0.28606 | 733.628 | 0.15684 | 733.628 | 0.1868 | 733.628 | 0.23705 | 733.628 | 0.43741
| 743.2411 | 0.19245 | 733.8577 | 0.6615 | 733.8577 | 0.046692 | 742.9993 | 0.28341 | 733.8577 | 0.16337 | 733.8577 | 0.18746 | 733.8577 | 0.25808 | 733.8577 | 0.44097
| 743.4765 | 0.18926 | 734.0874 | 0.65185 | 734.0874 | 0.044266 | 743.2349 | 0.28252 | 734.0874 | 0.15576 | 734.0874 | 0.18966 | 734.0874 | 0.21945 | 734.0874 | 0.40765
| 743.712 | 0.19157 | 734.3171 | 0.67704 | 734.3171 | 0.045337 | 743.4706 | 0.27987 | 734.3171 | 0.16032 | 734.3171 | 0.17935 | 734.3171 | 0.24491 | 734.3171 | 0.41666
| 743.9474 | 0.17909 | 734.5469 | 0.64561 | 734.5469 | 0.044203 | 743.7062 | 0.28075 | 734.5469 | 0.15177 | 734.5469 | 0.17575 | 734.5469 | 0.21759 | 734.5469 | 0.39222
| 744.1828 | 0.18676 | 734.7766 | 0.64427 | 734.7766 | 0.044959 | 743.9419 | 0.27363 | 734.7766 | 0.15945 | 734.7766 | 0.17693 | 734.7766 | 0.24592 | 734.7766 | 0.43148
| 744.4183 | 0.18218 | 735.0063 | 0.61239 | 735.0063 | 0.044612 | 744.1776 | 0.27186 | 735.0063 | 0.15018 | 735.0063 | 0.18334 | 735.0063 | 0.23547 | 735.0063 | 0.38564
| 744.6538 | 0.18258 | 735.2361 | 0.63505 | 735.2361 | 0.040989 | 744.4133 | 0.26479 | 735.2361 | 0.15847 | 735.2361 | 0.18735 | 735.2361 | 0.22317 | 735.2361 | 0.42316
| 744.8892 | 0.18078 | 735.4659 | 0.646 | 735.4659 | 0.043636 | 744.649 | 0.26832 | 735.4659 | 0.14804 | 735.4659 | 0.1719 | 735.4659 | 0.22217 | 735.4659 | 0.39453
| 745.1247 | 0.1788 | 735.6956 | 0.61294 | 735.6956 | 0.045431 | 744.8847 | 0.2639 | 735.6956 | 0.15781 | 735.6956 | 0.17287 | 735.6956 | 0.26437 | 735.6956 | 0.39682
| 745.3602 | 0.17484 | 735.9254 | 0.60142 | 735.9254 | 0.042501 | 745.1204 | 0.26213 | 735.9254 | 0.14694 | 735.9254 | 0.16684 | 735.9254 | 0.2246 | 735.9254 | 0.40263
| 745.5957 | 0.17931 | 736.1552 | 0.62598 | 736.1552 | 0.046503 | 745.3561 | 0.25859 | 736.1552 | 0.15377 | 736.1552 | 0.18197 | 736.1552 | 0.21602 | 736.1552 | 0.39918
| 745.8312 | 0.17539 | 736.385 | 0.56036 | 736.385 | 0.040359 | 745.5919 | 0.26125 | 736.385 | 0.14415 | 736.385 | 0.17254 | 736.385 | 0.22546 | 736.385 | 0.37181
| 746.0668 | 0.17348 | 736.6148 | 0.58791 | 736.6148 | 0.038815 | 745.8276 | 0.25771 | 736.6148 | 0.1517 | 736.6148 | 0.18057 | 736.6148 | 0.20886 | 736.6148 | 0.41221
| 746.3023 | 0.17183 | 736.8446 | 0.59452 | 736.8446 | 0.044045 | 746.0634 | 0.25506 | 736.8446 | 0.14451 | 736.8446 | 0.16585 | 736.8446 | 0.2113 | 736.8446 | 0.38157
| 746.5379 | 0.17506 | 737.0744 | 0.59621 | 737.0744 | 0.043699 | 746.2992 | 0.24975 | 737.0744 | 0.15134 | 737.0744 | 0.17337 | 737.0744 | 0.22846 | 737.0744 | 0.42422
| 746.7734 | 0.16834 | 737.3043 | 0.59097 | 737.3043 | 0.039855 | 746.5349 | 0.24975 | 737.3043 | 0.143 | 737.3043 | 0.16619 | 737.3043 | 0.2226 | 737.3043 | 0.37877
| 747.009 | 0.17124 | 737.5341 | 0.59897 | 737.5341 | 0.043415 | 746.7707 | 0.2471 | 737.5341 | 0.14842 | 737.5341 | 0.18039 | 737.5341 | 0.20228 | 737.5341 | 0.41152
| 747.2445 | 0.16863 | 737.7639 | 0.56081 | 737.7639 | 0.041808 | 747.0065 | 0.24621 | 737.7639 | 0.14158 | 737.7639 | 0.16915 | 737.7639 | 0.21602 | 737.7639 | 0.36994
| 747.4801 | 0.1617 | 737.9938 | 0.56685 | 737.9938 | 0.04143 | 747.2423 | 0.24356 | 737.9938 | 0.14488 | 737.9938 | 0.1618 | 737.9938 | 0.23748 | 737.9938 | 0.39773
| 747.7157 | 0.16372 | 738.2236 | 0.54354 | 738.2236 | 0.039886 | 747.4781 | 0.24356 | 738.2236 | 0.13703 | 738.2236 | 0.16069 | 738.2236 | 0.22446 | 738.2236 | 0.35629
| 747.9513 | 0.16184 | 738.4536 | 0.54602 | 738.4535 | 0.040201 | 747.7139 | 0.24002 | 738.4536 | 0.14677 | 738.4536 | 0.17203 | 738.4535 | 0.2113 | 738.4536 | 0.39145
| 748.1869 | 0.16221 | 738.6834 | 0.54708 | 738.6834 | 0.042029 | 747.9497 | 0.23909 | 738.6834 | 0.13554 | 738.6834 | 0.1595 | 738.6834 | 0.20929 | 738.6834 | 0.39028
| 748.4225 | 0.16606 | 738.9133 | 0.56098 | 738.9133 | 0.040643 | 748.1856 | 0.23732 | 738.9133 | 0.14293 | 738.9133 | 0.17178 | 738.9133 | 0.204 | 738.9133 | 0.38047
| 748.6582 | 0.15498 | 739.1432 | 0.54091 | 739.1432 | 0.038469 | 748.4214 | 0.23555 | 739.1432 | 0.13211 | 739.1432 | 0.16066 | 739.1432 | 0.19599 | 739.1432 | 0.35176
| 748.8938 | 0.16137 | 739.3731 | 0.52799 | 739.3731 | 0.04143 | 748.6573 | 0.23378 | 739.3731 | 0.14263 | 739.3731 | 0.17564 | 739.3731 | 0.2163 | 739.3731 | 0.36318
| 749.1294 | 0.16107 | 739.603 | 0.52972 | 739.603 | 0.037586 | 748.8931 | 0.2329 | 739.603 | 0.13115 | 739.603 | 0.15958 | 739.603 | 0.20214 | 739.603 | 0.3383
| 749.3651 | 0.15663 | 739.8329 | 0.58844 | 739.8329 | 0.038028 | 749.129 | 0.2329 | 739.8329 | 0.13905 | 739.8329 | 0.16831 | 739.8329 | 0.21287 | 739.8329 | 0.37695
| 749.6008 | 0.15318 | 740.0629 | 0.5155 | 740.0629 | 0.034971 | 749.3649 | 0.23025 | 740.0629 | 0.13298 | 740.0629 | 0.15863 | 740.0629 | 0.18769 | 740.0629 | 0.34975
| 749.8364 | 0.15517 | 740.2928 | 0.52075 | 740.2928 | 0.037145 | 749.6008 | 0.22936 | 740.2928 | 0.13724 | 740.2928 | 0.17122 | 740.2928 | 0.20643 | 740.2928 | 0.35135
| 750.0721 | 0.14845 | 740.5228 | 0.51233 | 740.5228 | 0.034719 | 749.8367 | 0.22582 | 740.5228 | 0.1281 | 740.5228 | 0.1488 | 740.5228 | 0.20801 | 740.5228 | 0.33364
| 750.3078 | 0.15722 | 740.7527 | 0.55302 | 740.7527 | 0.034971 | 750.0726 | 0.22494 | 740.7527 | 0.13546 | 740.7527 | 0.15584 | 740.7527 | 0.22088 | 740.7527 | 0.35618
| 750.5435 | 0.14665 | 740.9827 | 0.4987 | 740.9827 | 0.036484 | 750.3085 | 0.2214 | 740.9827 | 0.12793 | 740.9827 | 0.15173 | 740.9827 | 0.20185 | 740.9827 | 0.35188
| 750.7792 | 0.14177 | 741.2126 | 0.52871 | 741.2127 | 0.036326 | 750.5444 | 0.2214 | 741.2126 | 0.13434 | 741.2126 | 0.15176 | 741.2127 | 0.20042 | 741.2126 | 0.36276
| 751.0149 | 0.14812 | 741.4426 | 0.49666 | 741.4426 | 0.037933 | 750.7804 | 0.21786 | 741.4426 | 0.12619 | 741.4426 | 0.14418 | 741.4426 | 0.19027 | 741.4426 | 0.37736
| 751.2507 | 0.15043 | 741.6726 | 0.50786 | 741.6726 | 0.035602 | 751.0163 | 0.21698 | 741.6726 | 0.13171 | 741.6726 | 0.15036 | 741.6726 | 0.21759 | 741.6726 | 0.3473
| 751.4864 | 0.14504 | 741.9026 | 0.52322 | 741.9026 | 0.035948 | 751.2523 | 0.21432 | 741.9026 | 0.12406 | 741.9026 | 0.14274 | 741.9026 | 0.19871 | 741.9026 | 0.35922
| 751.7222 | 0.14823 | 742.1326 | 0.48474 | 742.1326 | 0.035098 | 751.4882 | 0.21432 | 742.1326 | 0.1323 | 742.1326 | 0.15231 | 742.1326 | 0.19971 | 742.1326 | 0.35663
| 751.9579 | 0.14302 | 742.3626 | 0.47917 | 742.3626 | 0.034404 | 751.7242 | 0.21255 | 742.3626 | 0.12403 | 742.3626 | 0.14647 | 742.3626 | 0.18869 | 742.3626 | 0.31741
| 752.1937 | 0.13979 | 742.5927 | 0.50961 | 742.5927 | 0.040201 | 751.9602 | 0.21079 | 742.5927 | 0.13027 | 742.5927 | 0.15119 | 742.5927 | 0.18125 | 742.5927 | 0.3294
| 752.4295 | 0.13971 | 742.8226 | 0.47627 | 742.8226 | 0.031569 | 752.1961 | 0.20636 | 742.8226 | 0.12098 | 742.8226 | 0.14467 | 742.8226 | 0.18526 | 742.8226 | 0.30612
| 752.6653 | 0.12878 | 743.0527 | 0.47446 | 743.0527 | 0.03598 | 752.4321 | 0.20636 | 743.0527 | 0.13006 | 743.0527 | 0.15109 | 743.0527 | 0.18927 | 743.0527 | 0.32509
| 752.9011 | 0.13403 | 743.2827 | 0.46047 | 743.2827 | 0.034026 | 752.6681 | 0.20548 | 743.2827 | 0.11855 | 743.2827 | 0.14366 | 743.2827 | 0.17825 | 743.2827 | 0.32678
| 753.1369 | 0.14467 | 743.5128 | 0.48943 | 743.5128 | 0.03494 | 752.9042 | 0.20636 | 743.5128 | 0.1248 | 743.5128 | 0.14305 | 743.5128 | 0.19055 | 743.5128 | 0.35928
| 753.3727 | 0.13201 | 743.7429 | 0.45746 | 743.7429 | 0.031758 | 753.1402 | 0.20371 | 743.7429 | 0.11823 | 743.7429 | 0.1345 | 743.7429 | 0.19241 | 743.7429 | 0.3237
| 753.6085 | 0.13858 | 743.9729 | 0.50325 | 743.9729 | 0.034247 | 753.3762 | 0.20282 | 743.9729 | 0.12522 | 743.9729 | 0.14432 | 743.9729 | 0.18283 | 743.9729 | 0.3439
| 753.8443 | 0.13322 | 744.203 | 0.47566 | 744.203 | 0.032829 | 753.6123 | 0.19836 | 744.203 | 0.11721 | 744.203 | 0.14451 | 744.203 | 0.1761 | 744.203 | 0.32443
| 754.0802 | 0.13968 | 744.4331 | 0.47532 | 744.4331 | 0.030781 | 753.8483 | 0.19924 | 744.4331 | 0.12339 | 744.4331 | 0.13831 | 744.4331 | 0.16981 | 744.4331 | 0.36362
| 754.316 | 0.12353 | 744.6631 | 0.4609 | 744.6631 | 0.030561 | 754.0843 | 0.19659 | 744.6631 | 0.11515 | 744.6631 | 0.13656 | 744.6631 | 0.15136 | 744.6631 | 0.3205
| 754.5519 | 0.13109 | 744.8932 | 0.47216 | 744.8932 | 0.03368 | 754.3204 | 0.19659 | 744.8932 | 0.12163 | 744.8932 | 0.14783 | 744.8932 | 0.16652 | 744.8932 | 0.3157
| 754.7878 | 0.13296 | 745.1234 | 0.43351 | 745.1234 | 0.031632 | 754.5565 | 0.19393 | 745.1234 | 0.11193 | 745.1234 | 0.13178 | 745.1234 | 0.18397 | 745.1234 | 0.26984
| 755.0236 | 0.12283 | 745.3535 | 0.50581 | 745.3535 | 0.034247 | 754.7926 | 0.18951 | 745.3535 | 0.1195 | 745.3535 | 0.14337 | 745.3535 | 0.19141 | 745.3535 | 0.31991
| 755.2595 | 0.12944 | 745.5836 | 0.43968 | 745.5836 | 0.031632 | 755.0287 | 0.18863 | 745.5836 | 0.11127 | 745.5836 | 0.13378 | 745.5836 | 0.17339 | 745.5836 | 0.31529
| 755.4954 | 0.12382 | 745.8138 | 0.43975 | 745.8138 | 0.034247 | 755.2648 | 0.18597 | 745.8138 | 0.12062 | 745.8138 | 0.15528 | 745.8138 | 0.18583 | 745.8138 | 0.31524
| 755.7314 | 0.12592 | 746.0439 | 0.43307 | 746.0439 | 0.030088 | 755.5009 | 0.18863 | 746.0439 | 0.11086 | 746.0439 | 0.12224 | 746.0439 | 0.15493 | 746.0439 | 0.29747
| 755.9673 | 0.12797 | 746.274 | 0.45959 | 746.274 | 0.028922 | 755.737 | 0.18421 | 746.274 | 0.11773 | 746.274 | 0.13134 | 746.274 | 0.17897 | 746.274 | 0.31873
| 756.2032 | 0.12753 | 746.5042 | 0.40486 | 746.5042 | 0.033932 | 755.9731 | 0.18421 | 746.5042 | 0.10783 | 746.5042 | 0.13819 | 746.5042 | 0.17753 | 746.5042 | 0.28635
| 756.4391 | 0.12448 | 746.7344 | 0.44281 | 746.7344 | 0.034089 | 756.2092 | 0.17978 | 746.7344 | 0.11689 | 746.7344 | 0.13584 | 746.7344 | 0.17324 | 746.7344 | 0.31551
| 756.6751 | 0.11975 | 746.9645 | 0.41124 | 746.9645 | 0.031285 | 756.4454 | 0.18332 | 746.9645 | 0.10773 | 746.9645 | 0.12701 | 746.9645 | 0.14835 | 746.9645 | 0.29203
| 756.911 | 0.12643 | 747.1948 | 0.42801 | 747.1948 | 0.029805 | 756.6816 | 0.17536 | 747.1948 | 0.11621 | 747.1948 | 0.1421 | 747.1948 | 0.16838 | 747.1948 | 0.30512
| 757.147 | 0.11784 | 747.4249 | 0.40369 | 747.4249 | 0.031128 | 756.9177 | 0.18067 | 747.4249 | 0.1052 | 747.4249 | 0.11932 | 747.4249 | 0.1731 | 747.4249 | 0.29264
| 757.383 | 0.11476 | 747.6552 | 0.46725 | 747.6552 | 0.027095 | 757.1539 | 0.17536 | 747.6552 | 0.11377 | 747.6552 | 0.12974 | 747.6552 | 0.17825 | 747.6552 | 0.30721
| 757.6189 | 0.11762 | 747.8853 | 0.40499 | 747.8853 | 0.028166 | 757.3901 | 0.17713 | 747.8853 | 0.10347 | 747.8853 | 0.11315 | 747.8853 | 0.16866 | 747.8853 | 0.2641
| 757.8549 | 0.10757 | 748.1155 | 0.42363 | 748.1155 | 0.03264 | 757.6263 | 0.17271 | 748.1155 | 0.11299 | 748.1155 | 0.13435 | 748.1155 | 0.16895 | 748.1155 | 0.31157
| 758.0909 | 0.11678 | 748.3458 | 0.40957 | 748.3458 | 0.029363 | 757.8624 | 0.17536 | 748.3458 | 0.10296 | 748.3458 | 0.12321 | 748.3458 | 0.15507 | 748.3458 | 0.30714
| 758.3269 | 0.11854 | 748.576 | 0.43132 | 748.576 | 0.028765 | 758.0987 | 0.1674 | 748.576 | 0.11221 | 748.576 | 0.13549 | 748.576 | 0.16323 | 748.576 | 0.29865
| 758.563 | 0.10955 | 748.8063 | 0.4059 | 748.8063 | 0.027631 | 758.3349 | 0.16917 | 748.8063 | 0.10279 | 748.8063 | 0.11695 | 748.8063 | 0.16351 | 748.8063 | 0.28445
| 758.799 | 0.10867 | 749.0365 | 0.39072 | 749.0365 | 0.027064 | 758.5711 | 0.17094 | 749.0365 | 0.10156 | 749.0365 | 0.11569 | 749.0365 | 0.14463 | 749.0365 | 0.29991
| 759.035 | 0.11113 | 749.2668 | 0.42261 | 749.2668 | 0.028103 | 758.8073 | 0.16828 | 749.2668 | 0.10732 | 749.2668 | 0.11976 | 749.2668 | 0.14249 | 749.2668 | 0.27545
| 759.2711 | 0.11017 | 749.497 | 0.37953 | 749.497 | 0.028576 | 759.0436 | 0.1647 | 749.497 | 0.099598 | 749.497 | 0.12959 | 749.497 | 0.17567 | 749.497 | 0.26154
| 759.5071 | 0.11604 | 749.7273 | 0.38426 | 749.7273 | 0.028166 | 759.2798 | 0.16382 | 749.7273 | 0.1079 | 749.7273 | 0.12746 | 749.7273 | 0.15822 | 749.7273 | 0.29497
| 759.7432 | 0.10375 | 749.9576 | 0.37556 | 749.9576 | 0.024449 | 759.5161 | 0.16028 | 749.9576 | 0.096669 | 749.9576 | 0.12109 | 749.9576 | 0.15207 | 749.9576 | 0.25955
| 759.9793 | 0.11201 | 750.1879 | 0.39465 | 750.1879 | 0.027442 | 759.7523 | 0.1674 | 750.1879 | 0.10592 | 750.1879 | 0.11875 | 750.1879 | 0.15665 | 750.1879 | 0.26985
| 760.2154 | 0.10654 | 750.4182 | 0.39132 | 750.4181 | 0.025079 | 759.9886 | 0.15939 | 750.4182 | 0.09909 | 750.4182 | 0.11497 | 750.4181 | 0.15651 | 750.4182 | 0.28069
| 760.4515 | 0.11091 | 750.6485 | 0.39124 | 750.6485 | 0.028324 | 760.2249 | 0.16028 | 750.6485 | 0.10556 | 750.6485 | 0.12507 | 750.6485 | 0.15736 | 750.6485 | 0.28313
| 760.6875 | 0.10617 | 750.8788 | 0.35836 | 750.8788 | 0.024007 | 760.4612 | 0.15497 | 750.8788 | 0.096492 | 750.8788 | 0.10985 | 750.8788 | 0.14277 | 750.8788 | 0.25238
| 760.9237 | 0.1087 | 751.1091 | 0.38686 | 751.1091 | 0.028859 | 760.6975 | 0.15497 | 751.1091 | 0.10514 | 751.1091 | 0.13143 | 751.1091 | 0.14735 | 751.1091 | 0.27703
| 761.1598 | 0.10074 | 751.3395 | 0.33968 | 751.3395 | 0.025016 | 760.9338 | 0.15409 | 751.3395 | 0.094516 | 751.3395 | 0.11363 | 751.3395 | 0.13047 | 751.3395 | 0.256
| 761.3959 | 0.1079 | 751.5698 | 0.39358 | 751.5698 | 0.028135 | 761.1701 | 0.15762 | 751.5698 | 0.10291 | 751.5698 | 0.12243 | 751.5698 | 0.14063 | 751.5698 | 0.28359
| 761.6321 | 0.10298 | 751.8001 | 0.36894 | 751.8001 | 0.02615 | 761.4064 | 0.15497 | 751.8001 | 0.094992 | 751.8001 | 0.10622 | 751.8001 | 0.14206 | 751.8001 | 0.25844
| 761.8682 | 0.10004 | 752.0305 | 0.37593 | 752.0305 | 0.025961 | 761.6428 | 0.1532 | 752.0305 | 0.10038 | 752.0305 | 0.12555 | 752.0305 | 0.14606 | 752.0305 | 0.26529
| 762.1044 | 0.098795 | 752.2609 | 0.36705 | 752.2609 | 0.024701 | 761.8791 | 0.15232 | 752.2609 | 0.092651 | 752.2609 | 0.11148 | 752.2609 | 0.1319 | 752.2609 | 0.26706
| 762.3405 | 0.10125 | 752.4912 | 0.37031 | 752.4912 | 0.026465 | 762.1155 | 0.14966 | 752.4912 | 0.10074 | 752.4912 | 0.10966 | 752.4912 | 0.15965 | 752.4912 | 0.27418
| 762.5767 | 0.098648 | 752.7216 | 0.29059 | 752.7216 | 0.025394 | 762.3518 | 0.14966 | 752.7216 | 0.091494 | 752.7216 | 0.11055 | 752.7216 | 0.12432 | 752.7216 | 0.24318
| 762.8129 | 0.098244 | 752.952 | 0.37472 | 752.952 | 0.027788 | 762.5882 | 0.14878 | 752.952 | 0.10114 | 752.952 | 0.11121 | 752.952 | 0.13862 | 752.952 | 0.22924
| 763.0491 | 0.10001 | 753.1824 | 0.34037 | 753.1824 | 0.024606 | 762.8246 | 0.14613 | 753.1824 | 0.08977 | 753.1824 | 0.10593 | 753.1824 | 0.14291 | 753.1824 | 0.29002
| 763.2853 | 0.10107 | 753.4128 | 0.38112 | 753.4128 | 0.029931 | 763.061 | 0.14613 | 753.4128 | 0.097617 | 753.4128 | 0.11078 | 753.4128 | 0.14649 | 753.4128 | 0.23889
| 763.5215 | 0.096006 | 753.6432 | 0.3086 | 753.6432 | 0.025331 | 763.2974 | 0.14082 | 753.6432 | 0.089745 | 753.6432 | 0.11382 | 753.6432 | 0.12231 | 753.6432 | 0.24396
| 763.7577 | 0.099492 | 753.8736 | 0.34767 | 753.8736 | 0.025803 | 763.5338 | 0.14524 | 753.8736 | 0.096579 | 753.8736 | 0.11164 | 753.8736 | 0.15736 | 753.8736 | 0.26879
| 763.994 | 0.098611 | 754.1041 | 0.32164 | 754.1041 | 0.022023 | 763.7702 | 0.14082 | 754.1041 | 0.087165 | 754.1041 | 0.10613 | 754.1041 | 0.1422 | 754.1041 | 0.2457
| 764.2302 | 0.099602 | 754.3345 | 0.37527 | 754.3345 | 0.027757 | 764.0066 | 0.1417 | 754.3345 | 0.10033 | 754.3345 | 0.10794 | 754.3345 | 0.15078 | 754.3345 | 0.28134
| 764.4664 | 0.087602 | 754.5649 | 0.3404 | 754.5649 | 0.024386 | 764.243 | 0.1417 | 754.5649 | 0.085514 | 754.5649 | 0.10615 | 754.5649 | 0.13118 | 754.5649 | 0.25605
| 764.7027 | 0.095455 | 754.7954 | 0.34576 | 754.7954 | 0.027473 | 764.4795 | 0.13993 | 754.7954 | 0.096155 | 754.7954 | 0.11839 | 754.7954 | 0.1309 | 754.7954 | 0.26451
| 764.939 | 0.092666 | 755.0258 | 0.33151 | 755.0258 | 0.019912 | 764.7159 | 0.13728 | 755.0258 | 0.086095 | 755.0258 | 0.095351 | 755.0258 | 0.14148 | 755.0258 | 0.23442
| 765.1752 | 0.094244 | 755.2563 | 0.33472 | 755.2563 | 0.025205 | 764.9524 | 0.1364 | 755.2563 | 0.093874 | 755.2563 | 0.10855 | 755.2563 | 0.14678 | 755.2563 | 0.2514
| 765.4115 | 0.08584 | 755.4868 | 0.34363 | 755.4868 | 0.024133 | 765.1889 | 0.13374 | 755.4868 | 0.086525 | 755.4868 | 0.0957 | 755.4868 | 0.13118 | 755.4868 | 0.24034
| 765.6478 | 0.092116 | 755.7173 | 0.32277 | 755.7173 | 0.025173 | 765.4253 | 0.13374 | 755.7173 | 0.092235 | 755.7173 | 0.10207 | 755.7173 | 0.17353 | 755.7173 | 0.23847
| 765.8841 | 0.073546 | 755.9478 | 0.30241 | 755.9478 | 0.022999 | 765.6618 | 0.13197 | 755.9478 | 0.082803 | 755.9478 | 0.090372 | 755.9478 | 0.1402 | 755.9478 | 0.23135
| 766.1204 | 0.091675 | 756.1783 | 0.32606 | 756.1783 | 0.026496 | 765.8983 | 0.13374 | 756.1783 | 0.093408 | 756.1783 | 0.11091 | 756.1783 | 0.12646 | 756.1783 | 0.2418
| 766.3568 | 0.088923 | 756.4088 | 0.32084 | 756.4088 | 0.022684 | 766.1348 | 0.13197 | 756.4088 | 0.081872 | 756.4088 | 0.094763 | 756.4088 | 0.11774 | 756.4088 | 0.22506
| 766.5931 | 0.091015 | 756.6393 | 0.32046 | 756.6393 | 0.024638 | 766.3713 | 0.13197 | 756.6393 | 0.090576 | 756.6393 | 0.095161 | 756.6393 | 0.1236 | 756.6393 | 0.24223
| 766.8294 | 0.088482 | 756.8698 | 0.3042 | 756.8698 | 0.020384 | 766.6078 | 0.12839 | 756.8698 | 0.083398 | 756.8698 | 0.096754 | 756.8698 | 0.12074 | 756.8698 | 0.2151
| 767.0658 | 0.08984 | 757.1003 | 0.3207 | 757.1003 | 0.024133 | 766.8443 | 0.12932 | 757.1003 | 0.089997 | 757.1003 | 0.096544 | 757.1003 | 0.12889 | 757.1003 | 0.22423
| 767.3021 | 0.08573 | 757.3309 | 0.29362 | 757.3309 | 0.021771 | 767.0809 | 0.12839 | 757.3309 | 0.081762 | 757.3309 | 0.099017 | 757.3309 | 0.13862 | 757.3309 | 0.2037
| 767.5385 | 0.087748 | 757.5615 | 0.34146 | 757.5615 | 0.023629 | 767.3174 | 0.12839 | 757.5615 | 0.08911 | 757.5615 | 0.095818 | 757.5615 | 0.11688 | 757.5615 | 0.23854
| 767.7749 | 0.08639 | 757.792 | 0.2924 | 757.792 | 0.022936 | 767.554 | 0.12751 | 757.792 | 0.080188 | 757.792 | 0.096125 | 757.792 | 0.11316 | 757.792 | 0.2453
| 768.0113 | 0.08584 | 758.0226 | 0.31372 | 758.0226 | 0.026496 | 767.7905 | 0.12751 | 758.0226 | 0.088432 | 758.0226 | 0.10082 | 758.0226 | 0.1123 | 758.0226 | 0.23721
| 768.2477 | 0.075674 | 758.2532 | 0.26889 | 758.2532 | 0.023409 | 768.0271 | 0.12397 | 758.2532 | 0.08173 | 758.2532 | 0.094777 | 758.2532 | 0.10257 | 758.2532 | 0.22161
| 768.4841 | 0.090758 | 758.4837 | 0.30484 | 758.4837 | 0.022117 | 768.2637 | 0.12397 | 758.4837 | 0.088165 | 758.4837 | 0.096922 | 758.4837 | 0.12661 | 758.4837 | 0.23005
| 768.7205 | 0.079858 | 758.7143 | 0.31585 | 758.7143 | 0.022842 | 768.5003 | 0.12397 | 758.7143 | 0.078049 | 758.7143 | 0.091362 | 758.7143 | 0.11244 | 758.7143 | 0.19667
| 768.9569 | 0.0854 | 758.9449 | 0.30902 | 758.9449 | 0.022527 | 768.7369 | 0.12308 | 758.9449 | 0.087826 | 758.9449 | 0.096889 | 758.9449 | 0.12174 | 758.9449 | 0.22298
| 769.1934 | 0.080702 | 759.1755 | 0.31564 | 759.1755 | 0.021676 | 768.9735 | 0.12043 | 759.1755 | 0.077757 | 759.1755 | 0.083381 | 759.1755 | 0.13276 | 759.1755 | 0.21527
| 769.4298 | 0.087969 | 759.4061 | 0.30114 | 759.4061 | 0.017675 | 769.2101 | 0.11955 | 759.4061 | 0.081933 | 759.4061 | 0.1009 | 759.4061 | 0.15422 | 759.4061 | 0.19957
| 769.6662 | 0.080812 | 759.6368 | 0.25556 | 759.6368 | 0.018746 | 769.4467 | 0.11955 | 759.6368 | 0.075156 | 759.6368 | 0.090455 | 759.6368 | 0.11645 | 759.6368 | 0.21816
| 769.9027 | 0.08228 | 759.8674 | 0.30247 | 759.8674 | 0.022432 | 769.6833 | 0.11955 | 759.8674 | 0.08407 | 759.8674 | 0.096136 | 759.8674 | 0.13748 | 759.8674 | 0.25213
| 770.1392 | 0.078904 | 760.098 | 0.26951 | 760.098 | 0.019817 | 769.9199 | 0.11955 | 760.098 | 0.076154 | 760.098 | 0.088497 | 760.098 | 0.10715 | 760.098 | 0.20322
| 770.3756 | 0.080298 | 760.3287 | 0.28955 | 760.3287 | 0.023409 | 770.1566 | 0.11866 | 760.3287 | 0.083265 | 760.3287 | 0.092585 | 760.3287 | 0.11344 | 760.3287 | 0.21122
| 770.6121 | 0.075821 | 760.5593 | 0.25735 | 760.5593 | 0.017958 | 770.3932 | 0.11512 | 760.5593 | 0.073464 | 760.5593 | 0.091002 | 760.5593 | 0.12203 | 760.5593 | 0.19187
| 770.8486 | 0.079161 | 760.79 | 0.31344 | 760.79 | 0.023125 | 770.6299 | 0.11512 | 760.79 | 0.08345 | 760.79 | 0.087226 | 760.79 | 0.12131 | 760.79 | 0.21353
| 771.0851 | 0.053581 | 761.0206 | 0.26953 | 761.0206 | 0.017265 | 770.8666 | 0.11512 | 761.0206 | 0.072477 | 761.0206 | 0.093966 | 761.0206 | 0.13004 | 761.0206 | 0.19508
| 771.3216 | 0.073105 | 761.2513 | 0.28587 | 761.2513 | 0.019219 | 771.1033 | 0.11158 | 761.2513 | 0.08324 | 761.2513 | 0.097071 | 761.2513 | 0.13047 | 761.2513 | 0.2152
| 771.5582 | 0.080775 | 761.482 | 0.27603 | 761.482 | 0.020668 | 771.34 | 0.11424 | 761.482 | 0.072631 | 761.482 | 0.084531 | 761.482 | 0.11545 | 761.482 | 0.17796
| 771.7947 | 0.076739 | 761.7127 | 0.29293 | 761.7127 | 0.019754 | 771.5766 | 0.11512 | 761.7127 | 0.081087 | 761.7127 | 0.091117 | 761.7127 | 0.11259 | 761.7127 | 0.22338
| 772.0312 | 0.076151 | 761.9434 | 0.29563 | 761.9434 | 0.021172 | 771.8134 | 0.11424 | 761.9434 | 0.070881 | 761.9434 | 0.084565 | 761.9434 | 0.10472 | 761.9434 | 0.19728
| 772.2678 | 0.051012 | 762.1741 | 0.26711 | 762.1741 | 0.019691 | 772.0501 | 0.11247 | 762.1741 | 0.081494 | 762.1741 | 0.090874 | 762.1741 | 0.10601 | 762.1741 | 0.22665
| 772.5044 | 0.076151 | 762.4048 | 0.23465 | 762.4049 | 0.020353 | 772.2868 | 0.11247 | 762.4048 | 0.072131 | 762.4048 | 0.082325 | 762.4049 | 0.099997 | 762.4048 | 0.19352
| 772.7409 | 0.069692 | 762.6356 | 0.2958 | 762.6356 | 0.021676 | 772.5235 | 0.10893 | 762.6356 | 0.079562 | 762.6356 | 0.090269 | 762.6356 | 0.12289 | 762.6356 | 0.21004
| 772.9775 | 0.070756 | 762.8663 | 0.27305 | 762.8663 | 0.018809 | 772.7603 | 0.1107 | 762.8663 | 0.070217 | 762.8663 | 0.083834 | 762.8663 | 0.093989 | 762.8663 | 0.20368
| 773.2141 | 0.075564 | 763.097 | 0.27783 | 763.097 | 0.022842 | 772.997 | 0.10628 | 763.097 | 0.079668 | 763.097 | 0.084239 | 763.097 | 0.1216 | 763.097 | 0.21587
| 773.4507 | 0.072371 | 763.3278 | 0.2436 | 763.3278 | 0.017202 | 773.2337 | 0.10805 | 763.3278 | 0.069743 | 763.3278 | 0.085576 | 763.3278 | 0.11058 | 763.3278 | 0.21216
| 773.6873 | 0.079528 | 763.5585 | 0.24789 | 763.5585 | 0.018588 | 773.4705 | 0.092125 | 763.5585 | 0.076995 | 763.5585 | 0.088494 | 763.5585 | 0.12932 | 763.5585 | 0.21862
| 773.9239 | 0.060334 | 763.7893 | 0.27089 | 763.7893 | 0.01862 | 773.7073 | 0.10097 | 763.7893 | 0.06984 | 763.7893 | 0.083073 | 763.7893 | 0.10758 | 763.7893 | 0.16653
| 774.1605 | 0.075087 | 764.0201 | 0.27149 | 764.0201 | 0.017738 | 773.9441 | 0.10185 | 764.0201 | 0.079566 | 764.0201 | 0.086045 | 764.0201 | 0.10658 | 764.0201 | 0.2019
| 774.3972 | 0.065765 | 764.2509 | 0.24225 | 764.2509 | 0.017328 | 774.1809 | 0.10362 | 764.2509 | 0.068963 | 764.2509 | 0.08586 | 764.2509 | 0.094132 | 764.2509 | 0.15849
| 774.6338 | 0.066756 | 764.4817 | 0.25493 | 764.4817 | 0.019219 | 774.4176 | 0.10362 | 764.4817 | 0.076927 | 764.4817 | 0.099001 | 764.4817 | 0.1206 | 764.4817 | 0.21522
| 774.8704 | 0.067233 | 764.7125 | 0.2228 | 764.7125 | 0.016131 | 774.6545 | 0.10539 | 764.7125 | 0.068493 | 764.7125 | 0.078699 | 764.7125 | 0.11688 | 764.7125 | 0.22473
| 775.1071 | 0.071637 | 764.9433 | 0.28751 | 764.9433 | 0.019313 | 774.8913 | 0.099201 | 764.9433 | 0.075688 | 764.9433 | 0.083492 | 764.9433 | 0.10672 | 764.9433 | 0.18582
| 775.3438 | 0.067637 | 765.1741 | 0.2297 | 765.1741 | 0.01862 | 775.1281 | 0.10185 | 765.1741 | 0.067642 | 765.1741 | 0.09017 | 765.1741 | 0.10057 | 765.1741 | 0.18268
| 775.5804 | 0.071894 | 765.4049 | 0.2623 | 765.4049 | 0.021266 | 775.3649 | 0.099201 | 765.4049 | 0.07775 | 765.4049 | 0.087368 | 765.4049 | 0.11688 | 765.4049 | 0.20011
| 775.8171 | 0.061912 | 765.6357 | 0.21284 | 765.6357 | 0.016478 | 775.6018 | 0.10274 | 765.6357 | 0.066625 | 765.6357 | 0.081733 | 765.6357 | 0.12131 | 765.6357 | 0.18139
| 776.0538 | 0.053177 | 765.8666 | 0.22961 | 765.8666 | 0.018525 | 775.8386 | 0.097432 | 765.8666 | 0.075985 | 765.8666 | 0.078453 | 765.8666 | 0.11902 | 765.8666 | 0.19335
| 776.2905 | 0.06004 | 766.0974 | 0.23872 | 766.0974 | 0.013642 | 776.0755 | 0.10097 | 766.0974 | 0.066136 | 766.0974 | 0.073405 | 766.0974 | 0.10357 | 766.0974 | 0.18516
| 776.5272 | 0.068775 | 766.3283 | 0.25239 | 766.3283 | 0.020605 | 776.3123 | 0.097432 | 766.3283 | 0.074251 | 766.3283 | 0.084229 | 766.3283 | 0.10515 | 766.3283 | 0.1859
| 776.764 | 0.058829 | 766.5591 | 0.23044 | 766.5591 | 0.018368 | 776.5492 | 0.097432 | 766.5591 | 0.065113 | 766.5591 | 0.074509 | 766.5591 | 0.10314 | 766.5591 | 0.18735
| 777.0007 | 0.065252 | 766.79 | 0.26549 | 766.79 | 0.018242 | 776.7861 | 0.094778 | 766.79 | 0.074839 | 766.79 | 0.080997 | 766.79 | 0.1143 | 766.79 | 0.22703
| 777.2374 | 0.065325 | 767.0209 | 0.24434 | 767.0209 | 0.016257 | 777.023 | 0.098316 | 767.0209 | 0.064848 | 767.0209 | 0.082899 | 767.0209 | 0.11545 | 767.0209 | 0.14181
| 777.4742 | 0.068114 | 767.2518 | 0.21982 | 767.2518 | 0.017549 | 777.2599 | 0.088542 | 767.2518 | 0.073916 | 767.2518 | 0.076479 | 767.2518 | 0.10128 | 767.2518 | 0.1552
| 777.7109 | 0.056994 | 767.4827 | 0.2123 | 767.4827 | 0.016194 | 777.4968 | 0.094778 | 767.4827 | 0.063707 | 767.4827 | 0.068584 | 767.4827 | 0.088553 | 767.4827 | 0.17843
| 777.9477 | 0.069105 | 767.7136 | 0.26054 | 767.7136 | 0.018967 | 777.7337 | 0.094778 | 767.7136 | 0.071532 | 767.7136 | 0.071893 | 767.7136 | 0.11302 | 767.7136 | 0.18339
| 778.1845 | 0.061361 | 767.9445 | 0.23128 | 767.9445 | 0.016131 | 777.9706 | 0.093009 | 767.9445 | 0.063122 | 767.9445 | 0.070559 | 767.9445 | 0.10815 | 767.9445 | 0.16897
| 778.4213 | 0.069215 | 768.1754 | 0.26761 | 768.1754 | 0.017423 | 778.2076 | 0.090311 | 768.1754 | 0.071348 | 768.1754 | 0.087497 | 768.1754 | 0.10314 | 768.1754 | 0.16718
| 778.6581 | 0.058866 | 768.4063 | 0.21254 | 768.4063 | 0.018242 | 778.4445 | 0.08412 | 768.4063 | 0.063602 | 768.4063 | 0.074416 | 768.4063 | 0.090842 | 768.4063 | 0.16815
| 778.8949 | 0.061839 | 768.6373 | 0.23128 | 768.6373 | 0.015753 | 778.6815 | 0.088542 | 768.6373 | 0.072474 | 768.6373 | 0.085616 | 768.6373 | 0.090985 | 768.6373 | 0.19564
| 779.1317 | 0.052774 | 768.8682 | 0.20372 | 768.8682 | 0.017328 | 778.9184 | 0.093894 | 768.8682 | 0.06136 | 768.8682 | 0.069009 | 768.8682 | 0.090126 | 768.8682 | 0.16704
| 779.3685 | 0.066206 | 769.0992 | 0.25774 | 769.0992 | 0.020227 | 779.1554 | 0.085004 | 769.0992 | 0.071624 | 769.0992 | 0.072548 | 769.0992 | 0.10329 | 769.0992 | 0.19463
| 779.6053 | 0.060664 | 769.3301 | 0.22497 | 769.3301 | 0.015217 | 779.3923 | 0.092125 | 769.3301 | 0.060541 | 769.3301 | 0.072144 | 769.3301 | 0.094561 | 769.3301 | 0.17573
| 779.8422 | 0.05949 | 769.5611 | 0.24084 | 769.5611 | 0.01736 | 779.6293 | 0.085004 | 769.5611 | 0.06901 | 769.5611 | 0.079082 | 769.5611 | 0.1246 | 769.5611 | 0.17111
| 780.079 | 0.050278 | 769.7921 | 0.23409 | 769.7921 | 0.015627 | 779.8663 | 0.093894 | 769.7921 | 0.061586 | 769.7921 | 0.079397 | 769.7921 | 0.08283 | 769.7921 | 0.17336
| 780.3159 | 0.069509 | 770.023 | 0.25593 | 770.023 | 0.017612 | 780.1033 | 0.085889 | 770.023 | 0.070562 | 770.023 | 0.080942 | 770.023 | 0.099425 | 770.023 | 0.20091
| 780.5527 | 0.058499 | 770.254 | 0.21898 | 770.254 | 0.016099 | 780.3403 | 0.091196 | 770.254 | 0.06046 | 770.254 | 0.06373 | 770.254 | 0.088553 | 770.254 | 0.17364
| 780.7896 | 0.045838 | 770.485 | 0.22289 | 770.4851 | 0.018242 | 780.5773 | 0.085004 | 770.485 | 0.068488 | 770.485 | 0.07761 | 770.4851 | 0.11602 | 770.485 | 0.14059
| 781.0265 | 0.055306 | 770.716 | 0.19495 | 770.716 | 0.015028 | 780.8144 | 0.087658 | 770.716 | 0.059881 | 770.716 | 0.059775 | 770.716 | 0.093989 | 770.716 | 0.15379
| 781.2634 | 0.03769 | 770.947 | 0.23261 | 770.947 | 0.017391 | 781.0514 | 0.082351 | 770.947 | 0.069252 | 770.947 | 0.084499 | 770.947 | 0.11745 | 770.947 | 0.19436
| 781.5003 | 0.059747 | 771.178 | 0.20963 | 771.178 | 0.014556 | 781.2884 | 0.083235 | 771.178 | 0.058337 | 771.178 | 0.06567 | 771.178 | 0.064662 | 771.178 | 0.15591
| 781.7372 | 0.062022 | 771.4091 | 0.23421 | 771.4091 | 0.018084 | 781.5255 | 0.079697 | 771.4091 | 0.068108 | 771.4091 | 0.076298 | 771.4091 | 0.12961 | 771.4091 | 0.20315
| 781.9741 | 0.053361 | 771.6401 | 0.2049 | 771.6401 | 0.015942 | 781.7626 | 0.08412 | 771.6401 | 0.058175 | 771.6401 | 0.07398 | 771.6401 | 0.089554 | 771.6401 | 0.14407
| 782.2111 | 0.055526 | 771.8712 | 0.20839 | 771.8711 | 0.013611 | 781.9996 | 0.083235 | 771.8712 | 0.067731 | 771.8712 | 0.078584 | 771.8711 | 0.10643 | 771.8712 | 0.19645
| 782.448 | 0.051159 | 772.1022 | 0.2058 | 772.1022 | 0.016352 | 782.2367 | 0.083235 | 772.1022 | 0.057789 | 772.1022 | 0.069575 | 772.1022 | 0.080112 | 772.1022 | 0.14243
| 782.6849 | 0.057691 | 772.3333 | 0.21137 | 772.3333 | 0.019313 | 782.4738 | 0.082351 | 772.3333 | 0.06554 | 772.3333 | 0.078802 | 772.3333 | 0.10829 | 772.3333 | 0.16053
| 782.9219 | 0.051379 | 772.5643 | 0.17054 | 772.5643 | 0.018242 | 782.7109 | 0.08412 | 772.5643 | 0.056013 | 772.5643 | 0.072979 | 772.5643 | 0.099139 | 772.5643 | 0.11812
| 783.1589 | 0.057435 | 772.7954 | 0.24392 | 772.7954 | 0.015343 | 782.948 | 0.080581 | 772.7954 | 0.065577 | 772.7954 | 0.077848 | 772.7954 | 0.11387 | 772.7954 | 0.15236
| 783.3958 | 0.053728 | 773.0266 | 0.18424 | 773.0266 | 0.012382 | 783.1851 | 0.08412 | 773.0266 | 0.057972 | 773.0266 | 0.071843 | 773.0266 | 0.088267 | 773.0266 | 0.16302
| 783.6328 | 0.055306 | 773.2576 | 0.20398 | 773.2576 | 0.015154 | 783.4222 | 0.078812 | 773.2576 | 0.064045 | 773.2576 | 0.080682 | 773.2576 | 0.087265 | 773.2576 | 0.1492
| 783.8698 | 0.050902 | 773.4887 | 0.16745 | 773.4887 | 0.016163 | 783.6593 | 0.079697 | 773.4887 | 0.056104 | 773.4887 | 0.053098 | 773.4887 | 0.087694 | 773.4887 | 0.1507
| 784.1068 | 0.047342 | 773.7198 | 0.19414 | 773.7198 | 0.014713 | 783.8964 | 0.077043 | 773.7198 | 0.064374 | 773.7198 | 0.076923 | 773.7198 | 0.079683 | 773.7198 | 0.14983
| 784.3438 | 0.039122 | 773.9509 | 0.15817 | 773.9509 | 0.017171 | 784.1336 | 0.07439 | 773.9509 | 0.054103 | 773.9509 | 0.062638 | 773.9509 | 0.079397 | 773.9509 | 0.15517
| 784.5808 | 0.049654 | 774.1821 | 0.21798 | 774.1821 | 0.017612 | 784.3707 | 0.072621 | 774.1821 | 0.064535 | 774.1821 | 0.082391 | 774.1821 | 0.086693 | 774.1821 | 0.13552
| 784.8179 | 0.049618 | 774.4132 | 0.18787 | 774.4132 | 0.015091 | 784.6079 | 0.078812 | 774.4132 | 0.053148 | 774.4132 | 0.072805 | 774.4132 | 0.097708 | 774.4132 | 0.16642
| 785.0549 | 0.050131 | 774.6443 | 0.20101 | 774.6444 | 0.016446 | 784.8451 | 0.077043 | 774.6443 | 0.065953 | 774.6443 | 0.072433 | 774.6444 | 0.088696 | 774.6443 | 0.15179
| 785.2919 | 0.043599 | 774.8755 | 0.17682 | 774.8755 | 0.012539 | 785.0822 | 0.077043 | 774.8755 | 0.052851 | 774.8755 | 0.067405 | 774.8755 | 0.078396 | 774.8755 | 0.14007
| 785.529 | 0.052994 | 775.1066 | 0.21318 | 775.1066 | 0.015343 | 785.3194 | 0.070852 | 775.1066 | 0.062731 | 775.1066 | 0.072511 | 775.1066 | 0.080398 | 775.1066 | 0.16883
| 785.766 | 0.049691 | 775.3378 | 0.18676 | 775.3378 | 0.0138 | 785.5566 | 0.075274 | 775.3378 | 0.053396 | 775.3378 | 0.055756 | 775.3378 | 0.073675 | 775.3378 | 0.14353
| 786.0031 | 0.048994 | 775.569 | 0.19374 | 775.569 | 0.016635 | 785.7938 | 0.075274 | 775.569 | 0.064058 | 775.569 | 0.070707 | 775.569 | 0.11087 | 775.569 | 0.17304
| 786.2402 | 0.044186 | 775.8002 | 0.17217 | 775.8002 | 0.01298 | 786.031 | 0.072621 | 775.8002 | 0.053671 | 775.8002 | 0.066101 | 775.8002 | 0.056222 | 775.8002 | 0.16438
| 786.4773 | 0.054499 | 776.0314 | 0.18997 | 776.0314 | 0.01465 | 786.2682 | 0.070852 | 776.0314 | 0.06185 | 776.0314 | 0.069723 | 776.0314 | 0.08655 | 776.0314 | 0.2087
| 786.7144 | 0.027158 | 776.2625 | 0.18652 | 776.2625 | 0.015028 | 786.5054 | 0.073505 | 776.2625 | 0.050098 | 776.2625 | 0.063805 | 776.2625 | 0.061801 | 776.2625 | 0.14336
| 786.9515 | 0.053801 | 776.4937 | 0.20214 | 776.4937 | 0.015123 | 786.7427 | 0.069967 | 776.4937 | 0.062772 | 776.4937 | 0.079175 | 776.4937 | 0.082973 | 776.4937 | 0.17612
| 787.1886 | 0.043452 | 776.725 | 0.17057 | 776.725 | 0.01235 | 786.9799 | 0.070852 | 776.725 | 0.052239 | 776.725 | 0.062679 | 776.725 | 0.073961 | 776.725 | 0.1425
| 787.4257 | 0.04804 | 776.9562 | 0.21685 | 776.9562 | 0.011783 | 787.2172 | 0.069967 | 776.9562 | 0.060752 | 776.9562 | 0.073495 | 776.9562 | 0.084976 | 776.9562 | 0.17223
| 787.6629 | 0.041691 | 777.1874 | 0.20186 | 777.1874 | 0.012193 | 787.4544 | 0.069082 | 777.1874 | 0.048602 | 777.1874 | 0.050965 | 777.1874 | 0.08283 | 777.1874 | 0.15056
| 787.9 | 0.043856 | 777.4186 | 0.21399 | 777.4186 | 0.01925 | 787.6917 | 0.069967 | 777.4186 | 0.060874 | 777.4186 | 0.063898 | 777.4186 | 0.10028 | 777.4186 | 0.14659
| 788.1372 | 0.040112 | 777.6499 | 0.14315 | 777.6499 | 0.011185 | 787.9289 | 0.069967 | 777.6499 | 0.048731 | 777.6499 | 0.051803 | 777.6499 | 0.091843 | 777.6499 | 0.1263
| 788.3743 | 0.052187 | 777.8811 | 0.18157 | 777.8811 | 0.014619 | 788.1662 | 0.068198 | 777.8811 | 0.06058 | 777.8811 | 0.055891 | 777.8811 | 0.092558 | 777.8811 | 0.12709
| 788.6115 | 0.044553 | 778.1124 | 0.15382 | 778.1124 | 0.011342 | 788.4035 | 0.066429 | 778.1124 | 0.049828 | 778.1124 | 0.060257 | 778.1124 | 0.089554 | 778.1124 | 0.16931
| 788.8487 | 0.050425 | 778.3436 | 0.20415 | 778.3436 | 0.015217 | 788.6408 | 0.063775 | 778.3436 | 0.059373 | 778.3436 | 0.074423 | 778.3436 | 0.091414 | 778.3436 | 0.17924
| 789.0858 | 0.031598 | 778.5749 | 0.18833 | 778.5749 | 0.0095778 | 788.8781 | 0.067313 | 778.5749 | 0.048744 | 778.5749 | 0.054452 | 778.5749 | 0.048497 | 778.5749 | 0.12414
| 789.323 | 0.043415 | 778.8062 | 0.17534 | 778.8062 | 0.015249 | 789.1154 | 0.066429 | 778.8062 | 0.058819 | 778.8062 | 0.063727 | 778.8062 | 0.09499 | 778.8062 | 0.16448
| 789.5602 | 0.047599 | 779.0375 | 0.18068 | 779.0375 | 0.010113 | 789.3528 | 0.066429 | 779.0375 | 0.048503 | 779.0375 | 0.058147 | 779.0375 | 0.080541 | 779.0375 | 0.13226
| 789.7975 | 0.044516 | 779.2688 | 0.16415 | 779.2688 | 0.012319 | 789.5901 | 0.068198 | 779.2688 | 0.058603 | 779.2688 | 0.070024 | 779.2688 | 0.086979 | 779.2688 | 0.17843
| 790.0347 | 0.036663 | 779.5001 | 0.17957 | 779.5001 | 0.013295 | 789.8274 | 0.066429 | 779.5001 | 0.047295 | 779.5001 | 0.051483 | 779.5001 | 0.085548 | 779.5001 | 0.14599
| 790.2719 | 0.043599 | 779.7314 | 0.16474 | 779.7314 | 0.013327 | 790.0648 | 0.06466 | 779.7314 | 0.064915 | 779.7314 | 0.068879 | 779.7314 | 0.072244 | 779.7314 | 0.16053
| 790.5091 | 0.039672 | 779.9627 | 0.16398 | 779.9627 | 0.011059 | 790.3021 | 0.066429 | 779.9627 | 0.046696 | 779.9627 | 0.062585 | 779.9627 | 0.080685 | 779.9627 | 0.14113
| 790.7464 | 0.035378 | 780.194 | 0.17891 | 780.194 | 0.015028 | 790.5395 | 0.062891 | 780.194 | 0.058833 | 780.194 | 0.071709 | 780.194 | 0.11015 | 780.194 | 0.14926
| 790.9837 | 0.035965 | 780.4254 | 0.16378 | 780.4254 | 0.012319 | 790.7769 | 0.062006 | 780.4254 | 0.048563 | 780.4254 | 0.048725 | 780.4254 | 0.078539 | 780.4254 | 0.14306
| 791.2209 | 0.041213 | 780.6567 | 0.20779 | 780.6567 | 0.016036 | 791.0142 | 0.061122 | 780.6567 | 0.056909 | 780.6567 | 0.06688 | 780.6567 | 0.078539 | 780.6567 | 0.16349
| 791.4582 | 0.035929 | 780.8881 | 0.12818 | 780.8881 | 0.010239 | 791.2516 | 0.062006 | 780.8881 | 0.04804 | 780.8881 | 0.048475 | 780.8881 | 0.084833 | 780.8881 | 0.090023
| 791.6955 | 0.041434 | 781.1194 | 0.1895 | 781.1195 | 0.014335 | 791.489 | 0.062006 | 781.1194 | 0.056871 | 781.1194 | 0.064327 | 781.1195 | 0.089554 | 781.1194 | 0.13146
| 791.9328 | 0.035892 | 781.3508 | 0.13896 | 781.3508 | 0.0093887 | 791.7264 | 0.062006 | 781.3508 | 0.047056 | 781.3508 | 0.067758 | 781.3508 | 0.073389 | 781.3508 | 0.14833
| 792.1701 | 0.041434 | 781.5822 | 0.20608 | 781.5822 | 0.014902 | 791.9638 | 0.066429 | 781.5822 | 0.056183 | 781.5822 | 0.050706 | 781.5822 | 0.090985 | 781.5822 | 0.14587
| 792.4074 | 0.033066 | 781.8136 | 0.14623 | 781.8136 | 0.012445 | 792.2012 | 0.062006 | 781.8136 | 0.044596 | 781.8136 | 0.049654 | 781.8136 | 0.055077 | 781.8136 | 0.11093
| 792.6447 | 0.038975 | 782.045 | 0.19865 | 782.045 | 0.014335 | 792.4387 | 0.058468 | 782.045 | 0.053223 | 782.045 | 0.06987 | 782.045 | 0.077537 | 782.045 | 0.10893
| 792.882 | 0.030901 | 782.2764 | 0.13489 | 782.2764 | 0.0092312 | 792.6761 | 0.062006 | 782.2764 | 0.045863 | 782.2764 | 0.038336 | 782.2764 | 0.064376 | 782.2764 | 0.13642
| 793.1194 | 0.03692 | 782.5078 | 0.17784 | 782.5077 | 0.011468 | 792.9136 | 0.063775 | 782.5078 | 0.055401 | 782.5078 | 0.055399 | 782.5077 | 0.069097 | 782.5078 | 0.13679
| 793.3567 | 0.039011 | 782.7392 | 0.14369 | 782.7392 | 0.01109 | 793.151 | 0.057583 | 782.7392 | 0.043475 | 782.7392 | 0.04425 | 782.7392 | 0.048067 | 782.7392 | 0.14747
| 793.5941 | 0.042535 | 782.9706 | 0.16547 | 782.9706 | 0.013831 | 793.3885 | 0.062006 | 782.9706 | 0.053918 | 782.9706 | 0.073853 | 782.9706 | 0.088553 | 782.9706 | 0.14958
| 793.8314 | 0.033543 | 783.202 | 0.15706 | 783.202 | 0.014241 | 793.6259 | 0.059353 | 783.202 | 0.043458 | 783.202 | 0.063849 | 783.202 | 0.069812 | 783.202 | 0.11766
| 794.0688 | 0.034828 | 783.4335 | 0.16337 | 783.4335 | 0.014682 | 793.8634 | 0.062891 | 783.4335 | 0.054726 | 783.4335 | 0.060419 | 783.4335 | 0.058368 | 783.4335 | 0.13375
| 794.3062 | 0.034608 | 783.6649 | 0.10281 | 783.6649 | 0.011689 | 794.1009 | 0.057583 | 783.6649 | 0.042712 | 783.6649 | 0.055052 | 783.6649 | 0.052931 | 783.6649 | 0.13556
| 794.5435 | 0.037066 | 783.8964 | 0.17044 | 783.8964 | 0.017076 | 794.3384 | 0.057583 | 783.8964 | 0.055111 | 783.8964 | 0.076296 | 783.8964 | 0.062087 | 783.8964 | 0.16007
| 794.7809 | 0.034718 | 784.1278 | 0.13295 | 784.1278 | 0.010523 | 794.5759 | 0.053117 | 784.1278 | 0.042114 | 784.1278 | 0.056739 | 784.1278 | 0.04349 | 784.1278 | 0.10971
| 795.0184 | 0.03413 | 784.3593 | 0.17281 | 784.3593 | 0.016446 | 794.8134 | 0.056699 | 784.3593 | 0.052501 | 784.3593 | 0.047995 | 784.3593 | 0.068239 | 784.3593 | 0.16415
| 795.2558 | 0.035195 | 784.5908 | 0.13056 | 784.5908 | 0.010807 | 795.0509 | 0.053117 | 784.5908 | 0.043613 | 784.5908 | 0.042492 | 784.5908 | 0.087551 | 784.5908 | 0.121
| 795.4932 | 0.04158 | 784.8223 | 0.16515 | 784.8223 | 0.01443 | 795.2885 | 0.058468 | 784.8223 | 0.052437 | 784.8223 | 0.063235 | 784.8223 | 0.068239 | 784.8223 | 0.15078
| 795.7306 | 0.035085 | 785.0538 | 0.1459 | 785.0538 | 0.00816 | 795.526 | 0.057583 | 785.0538 | 0.042134 | 785.0538 | 0.052367 | 785.0538 | 0.046351 | 785.0538 | 0.1318
| 795.9681 | 0.033653 | 785.2853 | 0.17933 | 785.2853 | 0.015343 | 795.7635 | 0.057583 | 785.2853 | 0.051838 | 785.2853 | 0.065684 | 785.2853 | 0.093846 | 785.2853 | 0.1355
| 796.2055 | 0.035929 | 785.5168 | 0.12277 | 785.5168 | 0.01298 | 796.0011 | 0.052232 | 785.5168 | 0.041187 | 785.5168 | 0.050843 | 785.5168 | 0.075248 | 785.5168 | 0.12275
| 796.443 | 0.0407 | 785.7483 | 0.20318 | 785.7483 | 0.013138 | 796.2386 | 0.051347 | 785.7483 | 0.052392 | 785.7483 | 0.055362 | 785.7483 | 0.076679 | 785.7483 | 0.15526
| 796.6804 | 0.029433 | 785.9798 | 0.16082 | 785.9798 | 0.0099243 | 796.4762 | 0.049578 | 785.9798 | 0.04141 | 785.9798 | 0.04481 | 785.9798 | 0.05708 | 785.9798 | 0.11267
| 796.9179 | 0.036589 | 786.2113 | 0.13189 | 786.2113 | 0.012004 | 796.7138 | 0.053117 | 786.2113 | 0.052976 | 786.2113 | 0.057231 | 786.2113 | 0.073102 | 786.2113 | 0.13711
| 797.1554 | 0.034571 | 786.4429 | 0.11494 | 786.4429 | 0.0091052 | 796.9514 | 0.053117 | 786.4429 | 0.039947 | 786.4429 | 0.04645 | 786.4429 | 0.068525 | 786.4429 | 0.11692
| 797.3929 | 0.039195 | 786.6744 | 0.16843 | 786.6744 | 0.012697 | 797.1889 | 0.057583 | 786.6744 | 0.04982 | 786.6744 | 0.056181 | 786.6744 | 0.082973 | 786.6744 | 0.15105
| 797.6304 | 0.025946 | 786.9059 | 0.11991 | 786.9059 | 0.012476 | 797.4265 | 0.052232 | 786.9059 | 0.041162 | 786.9059 | 0.0498 | 786.9059 | 0.063231 | 786.9059 | 0.1221
| 797.8679 | 0.019487 | 787.1375 | 0.14461 | 787.1375 | 0.011185 | 797.6641 | 0.053117 | 787.1375 | 0.049562 | 787.1375 | 0.054863 | 787.1375 | 0.095849 | 787.1375 | 0.11809
| 798.1054 | 0.03002 | 787.3691 | 0.13627 | 787.3691 | 0.010239 | 797.9018 | 0.053117 | 787.3691 | 0.041569 | 787.3691 | 0.044405 | 787.3691 | 0.066808 | 787.3691 | 0.095959
| 798.343 | 0.032773 | 787.6007 | 0.14984 | 787.6007 | 0.014839 | 798.1394 | 0.054886 | 787.6007 | 0.050144 | 787.6007 | 0.056016 | 787.6007 | 0.085978 | 787.6007 | 0.1276
| 798.5805 | 0.023708 | 787.8323 | 0.12794 | 787.8323 | 0.012571 | 798.377 | 0.051347 | 787.8323 | 0.041276 | 787.8323 | 0.047511 | 787.8323 | 0.071958 | 787.8323 | 0.096985
| 798.818 | 0.038791 | 788.0638 | 0.1803 | 788.0638 | 0.01213 | 798.6146 | 0.054001 | 788.0638 | 0.048698 | 788.0638 | 0.059231 | 788.0638 | 0.041487 | 788.0638 | 0.11353
| 799.0556 | 0.030901 | 788.2955 | 0.12858 | 788.2955 | 0.010807 | 798.8523 | 0.048694 | 788.2955 | 0.039787 | 788.2955 | 0.045083 | 788.2955 | 0.058511 | 788.2955 | 0.089204
| 799.2932 | 0.037727 | 788.5271 | 0.17704 | 788.5271 | 0.011311 | 799.09 | 0.051347 | 788.5271 | 0.049879 | 788.5271 | 0.04165 | 788.5271 | 0.063375 | 788.5271 | 0.13714
| 799.5307 | 0.024075 | 788.7587 | 0.15217 | 788.7587 | 0.0088531 | 799.3276 | 0.04604 | 788.7587 | 0.039015 | 788.7587 | 0.042775 | 788.7587 | 0.071529 | 788.7587 | 0.097565
| 799.7683 | 0.032259 | 788.9903 | 0.15791 | 788.9903 | 0.013548 | 799.5653 | 0.054001 | 788.9903 | 0.051515 | 788.9903 | 0.050686 | 788.9903 | 0.076679 | 788.9903 | 0.15218
| 800.0059 | 0.029983 | 789.2219 | 0.15444 | 789.2219 | 0.0067107 | 799.803 | 0.04604 | 789.2219 | 0.039544 | 789.2219 | 0.043124 | 789.2219 | 0.067237 | 789.2219 | 0.10226
| 800.2435 | 0.03769 | 789.4536 | 0.17602 | 789.4536 | 0.012319 | 800.0407 | 0.050463 | 789.4536 | 0.049515 | 789.4536 | 0.057946 | 789.4536 | 0.063947 | 789.4536 | 0.12273
| 800.4811 | 0.024295 | 789.6852 | 0.12921 | 789.6852 | 0.010649 | 800.2783 | 0.048694 | 789.6852 | 0.037985 | 789.6852 | 0.048409 | 789.6852 | 0.034191 | 789.6852 | 0.10384
| 800.7187 | 0.023855 | 789.9169 | 0.17182 | 789.9169 | 0.015753 | 800.516 | 0.048694 | 789.9169 | 0.049282 | 789.9169 | 0.062186 | 789.9169 | 0.070098 | 789.9169 | 0.11331
| 800.9564 | 0.024405 | 790.1486 | 0.13282 | 790.1486 | 0.0097983 | 800.7538 | 0.044271 | 790.1486 | 0.037265 | 790.1486 | 0.041562 | 790.1486 | 0.045492 | 790.1486 | 0.12614
| 801.194 | 0.033213 | 790.3802 | 0.13067 | 790.3802 | 0.016131 | 800.9915 | 0.049578 | 790.3802 | 0.047818 | 790.3802 | 0.050376 | 790.3802 | 0.065663 | 790.3802 | 0.15668
| 801.4316 | 0.031708 | 790.6119 | 0.1494 | 790.6119 | 0.0083491 | 801.2292 | 0.04604 | 790.6119 | 0.037262 | 790.6119 | 0.04705 | 790.6119 | 0.047066 | 790.6119 | 0.1159
| 801.6693 | 0.028846 | 790.8436 | 0.14905 | 790.8436 | 0.010775 | 801.4669 | 0.049578 | 790.8436 | 0.047936 | 790.8436 | 0.051019 | 790.8436 | 0.053217 | 790.8436 | 0.12681
| 801.9069 | 0.02635 | 791.0753 | 0.13756 | 791.0753 | 0.013232 | 801.7047 | 0.041618 | 791.0753 | 0.037753 | 791.0753 | 0.044218 | 791.0753 | 0.056365 | 791.0753 | 0.11755
| 802.1446 | 0.027892 | 791.307 | 0.12332 | 791.307 | 0.01068 | 801.9424 | 0.048694 | 791.307 | 0.048887 | 791.307 | 0.05462 | 791.307 | 0.080112 | 791.307 | 0.14682
| 802.3823 | 0.024442 | 791.5387 | 0.08457 | 791.5387 | 0.011279 | 802.1802 | 0.03631 | 791.5387 | 0.034269 | 791.5387 | 0.034456 | 791.5387 | 0.055077 | 791.5387 | 0.098828
| 802.62 | 0.027598 | 791.7704 | 0.13639 | 791.7704 | 0.011468 | 802.418 | 0.048694 | 791.7704 | 0.045847 | 791.7704 | 0.054119 | 791.7704 | 0.063804 | 791.7704 | 0.12919
| 802.8577 | 0.028295 | 792.0021 | 0.093201 | 792.0021 | 0.0097353 | 802.6557 | 0.039848 | 792.0021 | 0.034802 | 792.0021 | 0.050294 | 792.0021 | 0.057509 | 792.0021 | 0.084342
| 803.0954 | 0.032919 | 792.2339 | 0.14292 | 792.2339 | 0.010365 | 802.8935 | 0.048694 | 792.2339 | 0.047778 | 792.2339 | 0.048115 | 792.2339 | 0.064948 | 792.2339 | 0.15989
| 803.3331 | 0.023524 | 792.4656 | 0.098421 | 792.4656 | 0.0098298 | 803.1313 | 0.044271 | 792.4656 | 0.034933 | 792.4656 | 0.03247 | 792.4656 | 0.078682 | 792.4656 | 0.091268
| 803.5708 | 0.034497 | 792.6973 | 0.15708 | 792.6973 | 0.01046 | 803.3691 | 0.044271 | 792.6973 | 0.04749 | 792.6973 | 0.058306 | 792.6973 | 0.063804 | 792.6973 | 0.12317
| 803.8085 | 0.025983 | 792.9291 | 0.12163 | 792.9291 | 0.010491 | 803.6069 | 0.041618 | 792.9291 | 0.036286 | 792.9291 | 0.044806 | 792.9291 | 0.055363 | 792.9291 | 0.093849
| 804.0463 | 0.031929 | 793.1609 | 0.13863 | 793.1609 | 0.010397 | 803.8447 | 0.043387 | 793.1609 | 0.044886 | 793.1609 | 0.048831 | 793.1609 | 0.0711 | 793.1609 | 0.098169
| 804.284 | 0.025506 | 793.3926 | 0.091409 | 793.3926 | 0.0089792 | 804.0825 | 0.042502 | 793.3926 | 0.034092 | 793.3926 | 0.036378 | 793.3926 | 0.052502 | 793.3926 | 0.09097
| 804.5218 | 0.029873 | 793.6244 | 0.15083 | 793.6244 | 0.011122 | 804.3204 | 0.047809 | 793.6244 | 0.045993 | 793.6244 | 0.048189 | 793.6244 | 0.050356 | 793.6244 | 0.10744
| 804.7595 | 0.025616 | 793.8562 | 0.12791 | 793.8562 | 0.008034 | 804.5582 | 0.043387 | 793.8562 | 0.035087 | 793.8562 | 0.051161 | 793.8562 | 0.071243 | 793.8562 | 0.092791
| 804.9973 | 0.033947 | 794.088 | 0.16254 | 794.088 | 0.011059 | 804.7961 | 0.044271 | 794.088 | 0.045572 | 794.088 | 0.044777 | 794.088 | 0.064233 | 794.088 | 0.13471
| 805.2351 | 0.018497 | 794.3198 | 0.12315 | 794.3198 | 0.0058286 | 805.0339 | 0.044271 | 794.3198 | 0.033025 | 794.3198 | 0.024356 | 794.3198 | 0.039627 | 794.3198 | 0.090401
| 805.4729 | 0.02657 | 794.5516 | 0.11569 | 794.5516 | 0.010271 | 805.2718 | 0.048694 | 794.5516 | 0.043067 | 794.5516 | 0.05106 | 794.5516 | 0.070384 | 794.5516 | 0.12822
| 805.7107 | 0.025653 | 794.7834 | 0.083093 | 794.7835 | 0.0083491 | 805.5096 | 0.03631 | 794.7834 | 0.032638 | 794.7834 | 0.03675 | 794.7835 | 0.039913 | 794.7834 | 0.11517
| 805.9485 | 0.019634 | 795.0153 | 0.1531 | 795.0153 | 0.014209 | 805.7475 | 0.025696 | 795.0153 | 0.044103 | 795.0153 | 0.051877 | 795.0153 | 0.060227 | 795.0153 | 0.11967
| 806.1863 | 0.027121 | 795.2471 | 0.1231 | 795.2471 | 0.008097 | 805.9854 | 0.041618 | 795.2471 | 0.03437 | 795.2471 | 0.039981 | 795.2471 | 0.011081 | 795.2471 | 0.084979
| 806.4241 | 0.031782 | 795.4789 | 0.12833 | 795.4789 | 0.011941 | 806.2233 | 0.044271 | 795.4789 | 0.045185 | 795.4789 | 0.061237 | 795.4789 | 0.069669 | 795.4789 | 0.13963
| 806.6619 | 0.020919 | 795.7108 | 0.078842 | 795.7107 | 0.010586 | 806.4612 | 0.039848 | 795.7108 | 0.033951 | 795.7108 | 0.030108 | 795.7107 | 0.045778 | 795.7108 | 0.10141
| 806.8998 | 0.024001 | 795.9426 | 0.11972 | 795.9426 | 0.010082 | 806.6991 | 0.039848 | 795.9426 | 0.044409 | 795.9426 | 0.061917 | 795.9426 | 0.061086 | 795.9426 | 0.10659
| 807.1376 | 0.022864 | 796.1745 | 0.09547 | 796.1745 | 0.010208 | 806.937 | 0.039848 | 796.1745 | 0.034437 | 796.1745 | 0.037992 | 796.1745 | 0.046208 | 796.1745 | 0.070772
| 807.3755 | 0.023488 | 796.4064 | 0.15156 | 796.4064 | 0.0097668 | 807.1749 | 0.040733 | 796.4064 | 0.042337 | 796.4064 | 0.059665 | 796.4064 | 0.037624 | 796.4064 | 0.10493
| 807.6133 | 0.017652 | 796.6382 | 0.10512 | 796.6382 | 0.010428 | 807.4129 | 0.039848 | 796.6382 | 0.032517 | 796.6382 | 0.037237 | 796.6382 | 0.066236 | 796.6382 | 0.10378
| 807.8512 | 0.025506 | 796.8701 | 0.13904 | 796.8701 | 0.010428 | 807.6508 | 0.037195 | 796.8701 | 0.0442 | 796.8701 | 0.060839 | 796.8701 | 0.078968 | 796.8701 | 0.11204
| 808.0891 | 0.022166 | 797.102 | 0.068776 | 797.102 | 0.005608 | 807.8888 | 0.031003 | 797.102 | 0.031607 | 797.102 | 0.037082 | 797.102 | 0.052073 | 797.102 | 0.073565
| 808.327 | 0.020221 | 797.3339 | 0.15368 | 797.3339 | 0.013106 | 808.1267 | 0.041618 | 797.3339 | 0.041798 | 797.3339 | 0.049325 | 797.3339 | 0.069955 | 797.3339 | 0.10669
| 808.5649 | 0.021689 | 797.5658 | 0.10701 | 797.5658 | 0.0071833 | 808.3647 | 0.039848 | 797.5658 | 0.033029 | 797.5658 | 0.037533 | 797.5658 | 0.048926 | 797.5658 | 0.069373
| 808.8028 | 0.024295 | 797.7977 | 0.13206 | 797.7977 | 0.0046944 | 808.6027 | 0.039848 | 797.7977 | 0.045077 | 797.7977 | 0.040405 | 797.7977 | 0.06409 | 797.7977 | 0.12694
| 809.0407 | 0.0018264 | 798.0297 | 0.086955 | 798.0297 | 0.0086641 | 808.8406 | 0.035426 | 798.0297 | 0.03309 | 798.0297 | 0.039124 | 798.0297 | 0.053647 | 798.0297 | 0.10699
| 809.2787 | 0.023781 | 798.2616 | 0.12341 | 798.2616 | 0.01172 | 809.0786 | 0.039848 | 798.2616 | 0.042433 | 798.2616 | 0.053791 | 798.2616 | 0.092129 | 798.2616 | 0.097455
| 809.5166 | 0.01824 | 798.4935 | 0.10397 | 798.4935 | 0.0090422 | 809.3166 | 0.038079 | 798.4935 | 0.031867 | 798.4935 | 0.033756 | 798.4935 | 0.055077 | 798.4935 | 0.064188
| 809.7545 | 0.031855 | 798.7255 | 0.12616 | 798.7255 | 0.014493 | 809.5546 | 0.037195 | 798.7255 | 0.040362 | 798.7255 | 0.048648 | 798.7255 | 0.042488 | 798.7255 | 0.11694
| 809.9925 | 0.017873 | 798.9574 | 0.099693 | 798.9574 | 0.0068053 | 809.7926 | 0.033657 | 798.9574 | 0.029214 | 798.9574 | 0.04111 | 798.9574 | 0.04821 | 798.9574 | 0.10718
| 810.2305 | 0.031525 | 799.1894 | 0.14703 | 799.1894 | 0.01298 | 810.0307 | 0.035426 | 799.1894 | 0.042174 | 799.1894 | 0.047762 | 799.1894 | 0.06223 | 799.1894 | 0.09326
| 810.4684 | 0.020845 | 799.4213 | 0.095275 | 799.4213 | 0.0074354 | 810.2687 | 0.032772 | 799.4213 | 0.031316 | 799.4213 | 0.048509 | 799.4213 | 0.028039 | 799.4213 | 0.10601
| 810.7064 | 0.024956 | 799.6533 | 0.12769 | 799.6533 | 0.0069628 | 810.5067 | 0.034541 | 799.6533 | 0.04243 | 799.6533 | 0.037825 | 799.6533 | 0.069669 | 799.6533 | 0.11981
| 810.9444 | 0.020919 | 799.8853 | 0.060359 | 799.8853 | 0.0068368 | 810.7448 | 0.03631 | 799.8853 | 0.029249 | 799.8853 | 0.027166 | 799.8853 | 0.05193 | 799.8853 | 0.072348
| 811.1824 | 0.024479 | 800.1173 | 0.10737 | 800.1173 | 0.010113 | 810.9828 | 0.03631 | 800.1173 | 0.041701 | 800.1173 | 0.048671 | 800.1173 | 0.061801 | 800.1173 | 0.083556
| 811.4204 | 0.021506 | 800.3493 | 0.097894 | 800.3493 | 0 | 811.2209 | 0.035426 | 800.3493 | 0.03042 | 800.3493 | 0 | 800.3493 | 0.038339 | 800.3493 | 0.094004
| 811.6584 | 0.021029 | 800.5813 | 0.1208 | 800.5813 | 0 | 811.4589 | 0.03631 | 800.5813 | 0.040944 | 800.5813 | 0 | 800.5813 | 0.04678 | 800.5813 | 0.079212
| 811.8964 | 0.020845 | 800.8134 | 0.12122 | 800.8134 | 0 | 811.697 | 0.035426 | 800.8134 | 0.029924 | 800.8134 | 0 | 800.8134 | 0.060084 | 800.8134 | 0.0976
| 812.1344 | 0.020625 | 801.0453 | 0.13072 | 801.0453 | 0 | 811.9351 | 0.035426 | 801.0453 | 0.040846 | 801.0453 | 0 | 801.0453 | 0.052645 | 801.0453 | 0.12706
| 812.3725 | 0.017946 | 801.2774 | 0.10821 | 801.2774 | 0 | 812.1732 | 0.034541 | 801.2774 | 0.033007 | 801.2774 | 0 | 801.2774 | 0.058654 | 801.2774 | 0.091612
| 812.6105 | 0.022937 | 801.5094 | 0.15528 | 801.5094 | 0 | 812.4113 | 0.035426 | 801.5094 | 0.040073 | 801.5094 | 0 | 801.5094 | 0.047781 | 801.5094 | 0.11819
| 812.8486 | 0.023708 | 801.7415 | 0.08707 | 801.7415 | 0 | 812.6494 | 0.032772 | 801.7415 | 0.030499 | 801.7415 | 0 | 801.7415 | 0.037481 | 801.7415 | 0.083104
| 813.0866 | 0.030424 | 801.9735 | 0.103 | 801.9735 | 0 | 812.8875 | 0.035426 | 801.9735 | 0.04044 | 801.9735 | 0 | 801.9735 | 0.037338 | 801.9735 | 0.084334
| 813.3247 | 0.020552 | 802.2056 | 0.10759 | 802.2056 | 0 | 813.1256 | 0.034541 | 802.2056 | 0.028452 | 802.2056 | 0 | 802.2056 | 0.032188 | 802.2056 | 0.1029
| 813.5628 | 0.02668 | 802.4376 | 0.13458 | 802.4376 | 0 | 813.3638 | 0.031003 | 802.4376 | 0.040489 | 802.4376 | 0 | 802.4376 | 0.043633 | 802.4376 | 0.12531
| 813.8009 | 0.016918 | 802.6697 | 0.093176 | 802.6697 | 0 | 813.6019 | 0.035426 | 802.6697 | 0.028954 | 802.6697 | 0 | 802.6697 | 0.03276 | 802.6697 | 0.065207
| 814.039 | 0.022864 | 802.9018 | 0.099694 | 802.9018 | 0 | 813.84 | 0.035426 | 802.9018 | 0.04025 | 802.9018 | 0 | 802.9018 | 0.047495 | 802.9018 | 0.11455
| 814.2771 | 0.013469 | 803.1339 | 0.076037 | 803.1339 | 0 | 814.0782 | 0.035426 | 803.1339 | 0.028387 | 803.1339 | 0 | 803.1339 | 0.051644 | 803.1339 | 0.082405
| 814.5152 | 0.02958 | 803.366 | 0.11223 | 803.366 | 0 | 814.3164 | 0.031003 | 803.366 | 0.038971 | 803.366 | 0 | 803.366 | 0.048783 | 803.366 | 0.11217
| 814.7533 | 0.016698 | 803.5981 | 0.094803 | 803.5981 | 0 | 814.5545 | 0.034541 | 803.5981 | 0.028839 | 803.5981 | 0 | 803.5981 | 0.051644 | 803.5981 | 0.082875
| 814.9915 | 0.034204 | 803.8302 | 0.14226 | 803.8302 | 0 | 814.7927 | 0.03631 | 803.8302 | 0.039836 | 803.8302 | 0 | 803.8302 | 0.029041 | 803.8302 | 0.10212
| 815.2296 | 0.016111 | 804.0623 | 0.10948 | 804.0623 | 0 | 815.0309 | 0.031888 | 804.0623 | 0.026674 | 804.0623 | 0 | 804.0623 | 0.082258 | 804.0623 | 0.062204
| 815.4678 | 0.024882 | 804.2945 | 0.13866 | 804.2945 | 0 | 815.2691 | 0.030119 | 804.2945 | 0.041764 | 804.2945 | 0 | 804.2945 | 0.055077 | 804.2945 | 0.11079
| 815.7059 | 0.016405 | 804.5266 | 0.11429 | 804.5266 | 0 | 815.5073 | 0.031003 | 804.5266 | 0.028785 | 804.5266 | 0 | 804.5266 | 0.045778 | 804.5266 | 0.069787
| 815.9441 | 0.025102 | 804.7587 | 0.1098 | 804.7587 | 0 | 815.7455 | 0.032772 | 804.7587 | 0.041733 | 804.7587 | 0 | 804.7587 | 0.080685 | 804.7587 | 0.11092
| 816.1822 | 0.017909 | 804.9909 | 0.061328 | 804.9909 | 0 | 815.9837 | 0.031888 | 804.9909 | 0.029794 | 804.9909 | 0 | 804.9909 | 0.033905 | 804.9909 | 0.080007
| 816.4204 | 0.02213 | 805.2231 | 0.11861 | 805.2231 | 0 | 816.2219 | 0.03631 | 805.2231 | 0.038226 | 805.2231 | 0 | 805.2231 | 0.087551 | 805.2231 | 0.10812
| 816.6586 | 0.015304 | 805.4552 | 0.10426 | 805.4552 | 0 | 816.4601 | 0.031003 | 805.4552 | 0.028055 | 805.4552 | 0 | 805.4552 | 0.0711 | 805.4552 | 0.075232
| 816.8968 | 0.013248 | 805.6874 | 0.11499 | 805.6874 | 0 | 816.6984 | 0.031003 | 805.6874 | 0.037955 | 805.6874 | 0 | 805.6874 | 0.05522 | 805.6874 | 0.099625
| 817.135 | 0.020442 | 805.9196 | 0.074729 | 805.9196 | 0 | 816.9366 | 0.031003 | 805.9196 | 0.027056 | 805.9196 | 0 | 805.9196 | 0.051358 | 805.9196 | 0.083059
| 817.3732 | 0.023047 | 806.1518 | 0.10769 | 806.1518 | 0 | 817.1749 | 0.032772 | 806.1518 | 0.040149 | 806.1518 | 0 | 806.1518 | 0.057652 | 806.1518 | 0.082659
| 817.6115 | 0.0052113 | 806.384 | 0.090057 | 806.384 | 0 | 817.4131 | 0.029234 | 806.384 | 0.026998 | 806.384 | 0 | 806.384 | 0.035478 | 806.384 | 0.032551
| 817.8497 | 0.025506 | 806.6161 | 0.124 | 806.6161 | 0 | 817.6514 | 0.027465 | 806.6161 | 0.038768 | 806.6161 | 0 | 806.6161 | 0.031187 | 806.6161 | 0.13595
| 818.0879 | 0.016074 | 806.8484 | 0.068183 | 806.8484 | 0 | 817.8897 | 0.027465 | 806.8484 | 0.028224 | 806.8484 | 0 | 806.8484 | 0.056651 | 806.8484 | 0.078328
| 818.3262 | 0.020442 | 807.0806 | 0.12322 | 807.0806 | 0 | 818.128 | 0.031888 | 807.0806 | 0.041131 | 807.0806 | 0 | 807.0806 | 0.059798 | 807.0806 | 0.10534
| 818.5644 | 0.016515 | 807.3128 | 0.086168 | 807.3128 | 0 | 818.3663 | 0.030119 | 807.3128 | 0.027891 | 807.3128 | 0 | 807.3128 | 0.025893 | 807.3128 | 0.070638
| 818.8027 | 0.022203 | 807.545 | 0.12204 | 807.545 | 0 | 818.6046 | 0.031888 | 807.545 | 0.038994 | 807.545 | 0 | 807.545 | 0.050929 | 807.545 | 0.073925
| 819.041 | 0.013982 | 807.7773 | 0.11243 | 807.7773 | 0 | 818.8429 | 0.032772 | 807.7773 | 0.026298 | 807.7773 | 0 | 807.7773 | 0.055506 | 807.7773 | 0.079086
| 819.2793 | 0.020331 | 808.0096 | 0.1157 | 808.0096 | 0 | 819.0812 | 0.034541 | 808.0096 | 0.039476 | 808.0096 | 0 | 808.0096 | 0.045492 | 808.0096 | 0.093209
| 819.5176 | 0.020001 | 808.2418 | 0.10522 | 808.2418 | 0 | 819.3195 | 0.025696 | 808.2418 | 0.041781 | 808.2418 | 0 | 808.2418 | 0.051501 | 808.2418 | 0.094833
| 819.7559 | 0.013359 | 808.4741 | 0.082006 | 808.4741 | 0 | 819.5578 | 0.033657 | 808.4741 | 0.02626 | 808.4741 | 0 | 808.4741 | 0.025607 | 808.4741 | 0.074716
| 819.9942 | 0.02213 | 808.7064 | 0.088917 | 808.7064 | 0 | 819.7962 | 0.027465 | 808.7064 | 0.039049 | 808.7064 | 0 | 808.7064 | 0.072387 | 808.7064 | 0.12182
| 820.2325 | 0.012294 | 808.9387 | 0.055081 | 808.9387 | 0 | 820.0345 | 0.033657 | 808.9387 | 0.026575 | 808.9387 | 0 | 808.9387 | 0.047638 | 808.9387 | 0.083333
| 820.4708 | 0.017285 | 809.1709 | 0.10838 | 809.1709 | 0 | 820.2729 | 0.02658 | 809.1709 | 0.036479 | 809.1709 | 0 | 809.1709 | 0.060513 | 809.1709 | 0.069154
| 820.7092 | 0.013175 | 809.4032 | 0.095981 | 809.4032 | 0 | 820.5112 | 0.031003 | 809.4032 | 0.026394 | 809.4032 | 0 | 809.4032 | 0.015879 | 809.4032 | 0.074008
| 820.9475 | 0.024919 | 809.6355 | 0.11599 | 809.6355 | 0 | 820.7496 | 0.024811 | 809.6355 | 0.036246 | 809.6355 | 0 | 809.6355 | 0.062087 | 809.6355 | 0.11444
| 821.1859 | 0.011193 | 809.8678 | 0.071569 | 809.8678 | 0 | 820.988 | 0.030119 | 809.8678 | 0.02698 | 809.8678 | 0 | 809.8678 | 0.047352 | 809.8678 | 0.080982
| 821.4242 | 0.019561 | 810.1002 | 0.13352 | 810.1002 | 0 | 821.2264 | 0.02658 | 810.1002 | 0.037605 | 810.1002 | 0 | 810.1002 | 0.03276 | 810.1002 | 0.1094
| 821.6626 | 0.0096152 | 810.3325 | 0.1435 | 810.3325 | 0 | 821.4647 | 0.02658 | 810.3325 | 0.029425 | 810.3325 | 0 | 810.3325 | 0.041916 | 810.3325 | 0.043736
| 821.901 | 0.019818 | 810.5648 | 0.13698 | 810.5648 | 0 | 821.7032 | 0.02658 | 810.5648 | 0.04116 | 810.5648 | 0 | 810.5648 | 0.044348 | 810.5648 | 0.088914
| 822.1394 | 0.0094685 | 810.7971 | 0.07698 | 810.7971 | 0 | 821.9416 | 0.029234 | 810.7971 | 0.027342 | 810.7971 | 0 | 810.7971 | 0.021173 | 810.7971 | 0.075088
| 822.3777 | 0.023561 | 811.0295 | 0.10888 | 811.0295 | 0 | 822.18 | 0.025696 | 811.0295 | 0.039872 | 811.0295 | 0 | 811.0295 | 0.055936 | 811.0295 | 0.107
| 822.6161 | 0.0062756 | 811.2618 | 0.081136 | 811.2618 | 0 | 822.4184 | 0.030119 | 811.2618 | 0.027213 | 811.2618 | 0 | 811.2618 | 0.047352 | 811.2618 | 0.035021
| 822.8546 | 0.021432 | 811.4942 | 0.073519 | 811.4942 | 0 | 822.6568 | 0.024811 | 811.4942 | 0.039481 | 811.4942 | 0 | 811.4942 | 0.086693 | 811.4942 | 0.091983
| 823.093 | 0.00745 | 811.7266 | 0.066436 | 811.7266 | 0 | 822.8953 | 0.028349 | 811.7266 | 0.021986 | 811.7266 | 0 | 811.7266 | 0.046351 | 811.7266 | 0.083862
| 823.3314 | 0.01545 | 811.9589 | 0.093161 | 811.9589 | 0 | 823.1337 | 0.02658 | 811.9589 | 0.035366 | 811.9589 | 0 | 811.9589 | 0.065663 | 811.9589 | 0.10133
| 823.5698 | 0.0079638 | 812.1913 | 0.095434 | 812.1914 | 0 | 823.3722 | 0.02658 | 812.1913 | 0.024074 | 812.1913 | 0 | 812.1914 | 0.040771 | 812.1913 | 0.062109
| 823.8083 | 0.013799 | 812.4237 | 0.10861 | 812.4237 | 0 | 823.6106 | 0.024811 | 812.4237 | 0.037532 | 812.4237 | 0 | 812.4237 | 0.068095 | 812.4237 | 0.099221
| 824.0467 | 0.01079 | 812.6561 | 0.062122 | 812.6561 | 0 | 823.8491 | 0.031003 | 812.6561 | 0.023078 | 812.6561 | 0 | 812.6561 | 0.033905 | 812.6561 | 0.049726
| 824.2852 | 0.023965 | 812.8885 | 0.11305 | 812.8886 | 0 | 824.0876 | 0.017691 | 812.8885 | 0.037736 | 812.8885 | 0 | 812.8886 | 0.037052 | 812.8885 | 0.062614
| 824.5237 | 0.016735 | 813.121 | 0.073175 | 813.121 | 0 | 824.326 | 0.031003 | 813.121 | 0.025676 | 813.121 | 0 | 813.121 | 0.045922 | 813.121 | 0.05167
| 824.7621 | 0.019377 | 813.3534 | 0.099334 | 813.3534 | 0 | 824.5645 | 0.023927 | 813.3534 | 0.038016 | 813.3534 | 0 | 813.3534 | 0.042917 | 813.3534 | 0.040997
| 825.0006 | 0.011267 | 813.5858 | 0.058234 | 813.5858 | 0 | 824.803 | 0.027465 | 813.5858 | 0.026165 | 813.5858 | 0 | 813.5858 | 0.0057387 | 813.5858 | 0.062874
| 825.2391 | 0.01846 | 813.8182 | 0.073596 | 813.8182 | 0 | 825.0415 | 0.024811 | 813.8182 | 0.037547 | 813.8182 | 0 | 813.8182 | 0.049641 | 813.8182 | 0.082388
| 825.4776 | 0.0072298 | 814.0507 | 0.061027 | 814.0507 | 0 | 825.28 | 0.028349 | 814.0507 | 0.025909 | 814.0507 | 0 | 814.0507 | 0.02618 | 814.0507 | 0.055691
| 825.7161 | 0.01501 | 814.2831 | 0.10968 | 814.2831 | 0 | 825.5186 | 0.025696 | 814.2831 | 0.038823 | 814.2831 | 0 | 814.2831 | 0.04349 | 814.2831 | 0.064253
| 825.9547 | 0.013359 | 814.5156 | 0.10042 | 814.5156 | 0 | 825.7571 | 0.02658 | 814.5156 | 0.023666 | 814.5156 | 0 | 814.5156 | 0.059226 | 814.5156 | 0.052294
| 826.1932 | 0.017836 | 814.748 | 0.071495 | 814.7481 | 0 | 825.9956 | 0.020389 | 814.748 | 0.036502 | 814.748 | 0 | 814.7481 | 0.061944 | 814.748 | 0.072946
| 826.4317 | 0.013762 | 814.9805 | 0.065969 | 814.9805 | 0 | 826.2342 | 0.02658 | 814.9805 | 0.024102 | 814.9805 | 0 | 814.9805 | 0.040628 | 814.9805 | 0.08398
| 826.6703 | 0.010863 | 815.213 | 0.13233 | 815.213 | 0 | 826.4727 | 0.023042 | 815.213 | 0.041655 | 815.213 | 0 | 815.213 | 0.069669 | 815.213 | 0.071905
| 826.9088 | 0.0051012 | 815.4455 | 0.041627 | 815.4455 | 0 | 826.7113 | 0.022158 | 815.4455 | 0.024556 | 815.4455 | 0 | 815.4455 | 0.036766 | 815.4455 | 0.047031
| 827.1474 | 0.018276 | 815.678 | 0.11202 | 815.678 | 0 | 826.9499 | 0.021273 | 815.678 | 0.035365 | 815.678 | 0 | 815.678 | 0.051787 | 815.678 | 0.063971
| 827.3859 | 0.011854 | 815.9105 | 0.061851 | 815.9105 | 0 | 827.1884 | 0.02658 | 815.9105 | 0.023026 | 815.9105 | 0 | 815.9105 | 0.04163 | 815.9105 | 0.074785
| 827.6245 | 0.01846 | 816.143 | 0.10073 | 816.143 | 0 | 827.427 | 0.023042 | 816.143 | 0.035503 | 816.143 | 0 | 816.143 | 0.059512 | 816.143 | 0.082903
| 827.8631 | 0.0093217 | 816.3755 | 0.078481 | 816.3755 | 0 | 827.6656 | 0.027465 | 816.3755 | 0.025102 | 816.3755 | 0 | 816.3755 | 0.049355 | 816.3755 | 0.01611
| 828.1017 | 0.0019022 | 816.608 | 0.092126 | 816.608 | 0 | 827.9042 | 0.021273 | 816.608 | 0.039162 | 816.608 | 0 | 816.608 | 0.079826 | 816.608 | 0.070063
| 828.3403 | 0.012368 | 816.8406 | 0.072253 | 816.8406 | 0 | 828.1428 | 0.02658 | 816.8406 | 0.026357 | 816.8406 | 0 | 816.8406 | 0.0071557 | 816.8406 | 0.052701
| 828.5789 | 0.013028 | 817.0731 | 0.11829 | 817.0731 | 0 | 828.3814 | 0.024811 | 817.0731 | 0.039727 | 817.0731 | 0 | 817.0731 | 0.07439 | 817.0731 | 0.11273
| 828.8175 | 0.011047 | 817.3057 | 0.026778 | 817.3057 | 0 | 828.62 | 0.025696 | 817.3057 | 0.024889 | 817.3057 | 0 | 817.3057 | 0.044348 | 817.3057 | 0.072678
| 829.0562 | 0.012221 | 817.5383 | 0.075726 | 817.5383 | 0 | 828.8587 | 0.017691 | 817.5383 | 0.037354 | 817.5383 | 0 | 817.5383 | 0.027467 | 817.5383 | 0.098622
| 829.2948 | 0.014093 | 817.7708 | 0.095064 | 817.7708 | 0 | 829.0973 | 0.022158 | 817.7708 | 0.024527 | 817.7708 | 0 | 817.7708 | 0.053933 | 817.7708 | 0.048934
| 829.5335 | 0.012771 | 818.0034 | 0.1191 | 818.0034 | 0 | 829.3359 | 0.021273 | 818.0034 | 0.039838 | 818.0034 | 0 | 818.0034 | 0.036337 | 818.0034 | 0.12251
| 829.7721 | 0.0072298 | 818.236 | 0.04258 | 818.236 | 0 | 829.5746 | 0.02658 | 818.236 | 0.024634 | 818.236 | 0 | 818.236 | 0.047638 | 818.236 | 0.06778
| 830.0108 | 0.013615 | 818.4686 | 0.092343 | 818.4686 | 0 | 829.8132 | 0.022158 | 818.4686 | 0.037389 | 818.4686 | 0 | 818.4686 | 0.063518 | 818.4686 | 0.066395
| 830.2494 | 0.0085143 | 818.7011 | 0.019526 | 818.7011 | 0 | 830.0519 | 0.023042 | 818.7011 | 0.02059 | 818.7011 | 0 | 818.7011 | 0.034477 | 818.7011 | 0.10031
| 830.4881 | 0.010092 | 818.9337 | 0.11559 | 818.9337 | 0 | 830.2906 | 0.020389 | 818.9337 | 0.039919 | 818.9337 | 0 | 818.9337 | 0.040056 | 818.9337 | 0.073037
| 830.7268 | 0.0089547 | 819.1663 | 0.052507 | 819.1663 | 0 | 830.5293 | 0.023042 | 819.1663 | 0.025912 | 819.1663 | 0 | 819.1663 | 0.033905 | 819.1663 | 0.053837
| 830.9655 | 0.0060921 | 819.399 | 0.083708 | 819.399 | 0 | 830.768 | 0.021273 | 819.399 | 0.038108 | 819.399 | 0 | 819.399 | 0.076822 | 819.399 | 0.075496
| 831.2042 | 0.021065 | 819.6316 | 0.048397 | 819.6316 | 0 | 831.0066 | 0.023042 | 819.6316 | 0.02272 | 819.6316 | 0 | 819.6316 | 0.0206 | 819.6316 | 0.059608
| 831.4429 | 0.017726 | 819.8642 | 0.1257 | 819.8642 | 0 | 831.2453 | 0.023042 | 819.8642 | 0.037162 | 819.8642 | 0 | 819.8642 | 0.072387 | 819.8642 | 0.077481
| 831.6816 | 0.0064591 | 820.0969 | 0.097106 | 820.0969 | 0 | 831.4841 | 0.022158 | 820.0969 | 0.026225 | 820.0969 | 0 | 820.0969 | 0.0076691 | 820.0969 | 0.052301
| 831.9203 | 0.01479 | 820.3295 | 0.11589 | 820.3295 | 0 | 831.7228 | 0.022158 | 820.3295 | 0.036817 | 820.3295 | 0 | 820.3295 | 0.047781 | 820.3295 | 0.099275
| 832.1591 | 0.012441 | 820.5621 | 0.064493 | 820.5621 | 0 | 831.9615 | 0.023042 | 820.5621 | 0.025045 | 820.5621 | 0 | 820.5621 | 0.054362 | 820.5621 | 0.078377
| 832.3978 | 0.016551 | 820.7948 | 0.11096 | 820.7948 | 0 | 832.2002 | 0.022158 | 820.7948 | 0.038095 | 820.7948 | 0 | 820.7948 | 0.065377 | 820.7948 | 0.10742
| 832.6366 | 0.0042938 | 821.0275 | 0.086313 | 821.0275 | 0 | 832.439 | 0.023927 | 821.0275 | 0.021905 | 821.0275 | 0 | 821.0275 | 0.039341 | 821.0275 | 0.04718
| 832.8754 | 0.014166 | 821.2601 | 0.076716 | 821.2601 | 0 | 832.6777 | 0.022158 | 821.2601 | 0.036549 | 821.2601 | 0 | 821.2601 | 0.072816 | 821.2601 | 0.10361
| 833.1141 | 0.0089914 | 821.4928 | 0.055224 | 821.4928 | 0 | 832.9165 | 0.022158 | 821.4928 | 0.020485 | 821.4928 | 0 | 821.4928 | 0.036766 | 821.4928 | 0.082025
| 833.3529 | 0.020111 | 821.7255 | 0.1083 | 821.7255 | 0 | 833.1552 | 0.022158 | 821.7255 | 0.03655 | 821.7255 | 0 | 821.7255 | -0.011026 | 821.7255 | 0.10356
| 833.5917 | 0.008551 | 821.9582 | 0.054292 | 821.9582 | 0 | 833.394 | 0.022158 | 821.9582 | 0.023077 | 821.9582 | 0 | 821.9582 | 0.041201 | 821.9582 | 0.080774
| 833.8305 | 0.0149 | 822.1909 | 0.06458 | 822.1909 | 0 | 833.6328 | 0.020389 | 822.1909 | 0.035334 | 822.1909 | 0 | 822.1909 | 0.034191 | 822.1909 | 0.074286
| 834.0693 | -0.0035879 | 822.4236 | 0.074337 | 822.4236 | 0 | 833.8716 | 0.021273 | 822.4236 | 0.022359 | 822.4236 | 0 | 822.4236 | 0.027896 | 822.4236 | 0.070721
| 834.3081 | 0.011817 | 822.6564 | 0.14644 | 822.6564 | 0 | 834.1104 | 0.023042 | 822.6564 | 0.037263 | 822.6564 | 0 | 822.6564 | 0.022031 | 822.6564 | 0.093385
| 834.5469 | 0.0028458 | 822.8891 | 0.068335 | 822.8891 | 0 | 834.3492 | 0.022158 | 822.8891 | 0.023117 | 822.8891 | 0 | 822.8891 | 0.048783 | 822.8891 | 0.024148
| 834.7857 | 0.017836 | 823.1218 | 0.098346 | 823.1218 | 0 | 834.588 | 0.021273 | 823.1218 | 0.035048 | 823.1218 | 0 | 823.1218 | 0.05007 | 823.1218 | 0.10454
| 835.0246 | 0.010569 | 823.3546 | 0.059349 | 823.3546 | 0 | 834.8268 | 0.022158 | 823.3546 | 0.023791 | 823.3546 | 0 | 823.3546 | 0.017596 | 823.3546 | 0.077788
| 835.2634 | 0.013762 | 823.5873 | 0.10404 | 823.5873 | 0 | 835.0656 | 0.021273 | 823.5873 | 0.036847 | 823.5873 | 0 | 823.5873 | 0.041201 | 823.5873 | 0.1029
| 835.5023 | 0.0063857 | 823.8201 | 0.04786 | 823.8201 | 0 | 835.3044 | 0.017691 | 823.8201 | 0.022077 | 823.8201 | 0 | 823.8201 | 0.023605 | 823.8201 | 0.033519
| 835.7411 | 0.014937 | 824.0528 | 0.085622 | 824.0528 | 0 | 835.5433 | 0.017691 | 824.0528 | 0.038496 | 824.0528 | 0 | 824.0528 | 0.066093 | 824.0528 | 0.10308
| 835.98 | 0.014313 | 824.2856 | 0.065774 | 824.2856 | 0 | 835.7821 | 0.01862 | 824.2856 | 0.025184 | 824.2856 | 0 | 824.2856 | 0.063088 | 824.2856 | 0.036948
| 836.2189 | 0.016955 | 824.5184 | 0.081529 | 824.5184 | 0 | 836.0209 | 0.01862 | 824.5184 | 0.038271 | 824.5184 | 0 | 824.5184 | 0.049212 | 824.5184 | 0.085034
| 836.4578 | 0.0089547 | 824.7512 | 0.064447 | 824.7512 | 0 | 836.2598 | 0.017691 | 824.7512 | 0.020311 | 824.7512 | 0 | 824.7512 | 0.023461 | 824.7512 | 0.028253
| 836.6966 | 0.012404 | 824.9839 | 0.10017 | 824.984 | 0 | 836.4987 | 0.017691 | 824.9839 | 0.033904 | 824.9839 | 0 | 824.984 | 0.046065 | 824.9839 | 0.071776
| 836.9355 | 0.0054682 | 825.2167 | 0.070505 | 825.2167 | 0 | 836.7376 | 0.021273 | 825.2167 | 0.024307 | 825.2167 | 0 | 825.2167 | 0.047781 | 825.2167 | 0.11003
| 837.1744 | 0.019047 | 825.4495 | 0.095789 | 825.4495 | 0 | 836.9764 | 0.023042 | 825.4495 | 0.037127 | 825.4495 | 0 | 825.4495 | 0.060084 | 825.4495 | 0.102
| 837.4134 | 0.0052113 | 825.6824 | 0.11924 | 825.6824 | 0 | 837.2153 | 0.017691 | 825.6824 | 0.02214 | 825.6824 | 0 | 825.6824 | 0.007183 | 825.6824 | 0.06609
| 837.6523 | 0.016001 | 825.9152 | 0.1096 | 825.9152 | 0 | 837.4542 | 0.017691 | 825.9152 | 0.035107 | 825.9152 | 0 | 825.9152 | 0.037195 | 825.9152 | 0.07861
| 837.8912 | 0.002104 | 826.148 | 0.077765 | 826.148 | 0 | 837.6931 | 0.017691 | 826.148 | 0.021818 | 826.148 | 0 | 826.148 | 0.0081572 | 826.148 | 0.087514
| 838.1302 | 0.012478 | 826.3809 | 0.10463 | 826.3809 | 0 | 837.932 | 0.01862 | 826.3809 | 0.034629 | 826.3809 | 0 | 826.3809 | 0.094275 | 826.3809 | 0.10722
| 838.3691 | 0.010166 | 826.6137 | 0.015161 | 826.6137 | 0 | 838.1709 | 0.017691 | 826.6137 | 0.019088 | 826.6137 | 0 | 826.6137 | 0.049641 | 826.6137 | 0.052466
| 838.6081 | 0.013689 | 826.8466 | 0.070914 | 826.8466 | 0 | 838.4099 | 0.017691 | 826.8466 | 0.037119 | 826.8466 | 0 | 826.8466 | 0.052502 | 826.8466 | 0.11747
| 838.847 | 0.0036044 | 827.0794 | 0.06489 | 827.0794 | 0 | 838.6488 | 0.017691 | 827.0794 | 0.018123 | 827.0794 | 0 | 827.0794 | 0.05193 | 827.0794 | 0.04758
| 839.086 | 0.016588 | 827.3123 | 0.096502 | 827.3123 | 0 | 838.8877 | 0.020389 | 827.3123 | 0.037787 | 827.3123 | 0 | 827.3123 | 0.072673 | 827.3123 | 0.099837
| 839.325 | -0.001341 | 827.5452 | 0.046514 | 827.5452 | 0 | 839.1267 | 0.017691 | 827.5452 | 0.020573 | 827.5452 | 0 | 827.5452 | 0.044634 | 827.5452 | 0.049723
| 839.564 | 0.011817 | 827.778 | 0.1041 | 827.778 | 0 | 839.3656 | 0.017691 | 827.778 | 0.033577 | 827.778 | 0 | 827.778 | 0.031473 | 827.778 | 0.089382
| 839.803 | 0.0037066 | 828.0109 | 0.039126 | 828.0109 | 0 | 839.6046 | 0.017691 | 828.0109 | 0.022582 | 828.0109 | 0 | 828.0109 | 0.078396 | 828.0109 | 0.040604
| 840.042 | 0.012661 | 828.2438 | 0.10237 | 828.2438 | 0 | 839.8436 | 0.017691 | 828.2438 | 0.038483 | 828.2438 | 0 | 828.2438 | 0.040199 | 828.2438 | 0.12057
| 840.281 | 0.0068261 | 828.4767 | 0.039489 | 828.4767 | 0 | 840.0825 | 0.015922 | 828.4767 | 0.02255 | 828.4767 | 0 | 828.4767 | 0.0052972 | 828.4767 | 0.055073
| 840.52 | 0.012441 | 828.7096 | 0.049099 | 828.7096 | 0 | 840.3215 | 0.017691 | 828.7096 | 0.037191 | 828.7096 | 0 | 828.7096 | 0.063375 | 828.7096 | 0.094517
| 840.7591 | -0.00045472 | 828.9425 | 0.034385 | 828.9425 | 0 | 840.5605 | 0.017691 | 828.9425 | 0.01895 | 828.9425 | 0 | 828.9425 | 0.043346 | 828.9425 | 0.064369
| 840.9981 | 0.012845 | 829.1755 | 0.10961 | 829.1755 | 0 | 840.7995 | 0.017691 | 829.1755 | 0.034552 | 829.1755 | 0 | 829.1755 | 0.093703 | 829.1755 | 0.032595
| 841.2372 | 0.0053214 | 829.4084 | 0.080207 | 829.4084 | 0 | 841.0385 | 0.017691 | 829.4084 | 0.018569 | 829.4084 | 0 | 829.4084 | 0.05379 | 829.4084 | 0.069686
| 841.4762 | 0.01123 | 829.6413 | 0.10952 | 829.6413 | 0 | 841.2775 | 0.022158 | 829.6413 | 0.034815 | 829.6413 | 0 | 829.6413 | 0.025893 | 829.6413 | 0.1027
| 841.7153 | 0.0066426 | 829.8743 | 0.040134 | 829.8743 | 0 | 841.5166 | 0.017691 | 829.8743 | 0.02094 | 829.8743 | 0 | 829.8743 | 0.049355 | 829.8743 | 0.049665
| 841.9543 | 0.016295 | 830.1072 | 0.061465 | 830.1072 | 0 | 841.7556 | 0.022158 | 830.1072 | 0.036575 | 830.1072 | 0 | 830.1072 | 0.050213 | 830.1072 | 0.095665
| 842.1934 | 0.0069729 | 830.3402 | 0.07279 | 830.3402 | 0 | 841.9946 | 0.019504 | 830.3402 | 0.021896 | 830.3402 | 0 | 830.3402 | 0.039913 | 830.3402 | 0.039094
| 842.4325 | 0.013065 | 830.5732 | 0.081346 | 830.5732 | 0 | 842.2337 | 0.022158 | 830.5732 | 0.036747 | 830.5732 | 0 | 830.5732 | 0.038769 | 830.5732 | 0.071752
| 842.6716 | 0.0064224 | 830.8062 | 0.042431 | 830.8062 | 0 | 842.4727 | 0.015037 | 830.8062 | 0.022051 | 830.8062 | 0 | 830.8062 | 0.040914 | 830.8062 | 0.04809
| 842.9107 | 0.0079638 | 831.0391 | 0.068073 | 831.0391 | 0 | 842.7118 | 0.017691 | 831.0391 | 0.036023 | 831.0391 | 0 | 831.0391 | 0.08841 | 831.0391 | 0.081148
| 843.1498 | 0.006716 | 831.2721 | 0.044785 | 831.2721 | 0 | 842.9508 | 0.015037 | 831.2721 | 0.020311 | 831.2721 | 0 | 831.2721 | 0.032331 | 831.2721 | 0.067001
| 843.389 | 0.0071197 | 831.5051 | 0.065269 | 831.5051 | 0 | 843.1899 | 0.01862 | 831.5051 | 0.038158 | 831.5051 | 0 | 831.5051 | 0.089554 | 831.5051 | 0.057814
| 843.6281 | 0.0079271 | 831.7381 | 0.025365 | 831.7381 | 0 | 843.429 | 0.014153 | 831.7381 | 0.01958 | 831.7381 | 0 | 831.7381 | 0.02246 | 831.7381 | 0.086205
| 843.8672 | 0.012331 | 831.9711 | 0.10816 | 831.9711 | 0 | 843.6681 | 0.017691 | 831.9711 | 0.036129 | 831.9711 | 0 | 831.9711 | 0.049355 | 831.9711 | 0.05498
| 844.1064 | 0.0093951 | 832.2042 | 0.12054 | 832.2042 | 0 | 843.9072 | 0.017691 | 832.2042 | 0.022301 | 832.2042 | 0 | 832.2042 | 0.02761 | 832.2042 | 0.019123
| 844.3455 | 0.0090648 | 832.4371 | 0.083749 | 832.4371 | 0 | 844.1463 | 0.019504 | 832.4371 | 0.037452 | 832.4371 | 0 | 832.4371 | 0.053074 | 832.4371 | 0.05555
| 844.5847 | 0.012184 | 832.6702 | 0.026558 | 832.6702 | 0 | 844.3854 | 0.012384 | 832.6702 | 0.018895 | 832.6702 | 0 | 832.6702 | 0.039198 | 832.6702 | 0.027416
| 844.8239 | 0.010753 | 832.9033 | 0.11658 | 832.9033 | 0 | 844.6245 | 0.017691 | 832.9033 | 0.03368 | 832.9033 | 0 | 832.9033 | 0.023891 | 832.9033 | 0.097816
| 845.063 | 0.0066059 | 833.1363 | -0.0023032 | 833.1363 | 0 | 844.8636 | 0.016806 | 833.1363 | 0.018107 | 833.1363 | 0 | 833.1363 | 0.026895 | 833.1363 | 0.023544
| 845.3022 | 0.010569 | 833.3693 | 0.11395 | 833.3693 | 0 | 845.1027 | 0.013268 | 833.3693 | 0.036809 | 833.3693 | 0 | 833.3693 | 0.088839 | 833.3693 | 0.086509
| 845.5414 | 0.011047 | 833.6024 | 0.018029 | 833.6024 | 0 | 845.3419 | 0.014153 | 833.6024 | 0.019665 | 833.6024 | 0 | 833.6024 | 0.039484 | 833.6024 | 0.05706
| 845.7806 | 0.010459 | 833.8354 | 0.12165 | 833.8355 | 0 | 845.581 | 0.01862 | 833.8354 | 0.035122 | 833.8354 | 0 | 833.8355 | 0.033905 | 833.8354 | 0.083318
| 846.0198 | 0.005248 | 834.0685 | 0.086304 | 834.0685 | 0 | 845.8202 | 0.015922 | 834.0685 | 0.020139 | 834.0685 | 0 | 834.0685 | 0.064662 | 834.0685 | 0.034866
| 846.2591 | 0.0060187 | 834.3016 | 0.052277 | 834.3016 | 0 | 846.0593 | 0.01862 | 834.3016 | 0.036169 | 834.3016 | 0 | 834.3016 | 0.036051 | 834.3016 | 0.077282
| 846.4983 | 0.014827 | 834.5347 | 0.079711 | 834.5347 | 0 | 846.2985 | 0.014153 | 834.5347 | 0.02094 | 834.5347 | 0 | 834.5347 | 0.020171 | 834.5347 | 0.083814
| 846.7375 | 0.012992 | 834.7678 | 0.081451 | 834.7678 | 0 | 846.5377 | 0.017691 | 834.7678 | 0.034089 | 834.7678 | 0 | 834.7678 | 0.070957 | 834.7678 | 0.10465
| 846.9768 | 0.0011203 | 835.0009 | 0.092848 | 835.0009 | 0 | 846.7768 | 0.013268 | 835.0009 | 0.018638 | 835.0009 | 0 | 835.0009 | 0.048926 | 835.0009 | 0.087807
| 847.216 | 0.014166 | 835.234 | 0.094577 | 835.234 | 0 | 847.016 | 0.014153 | 835.234 | 0.033507 | 835.234 | 0 | 835.234 | 0.070098 | 835.234 | 0.093472
| 847.4553 | 0.00076006 | 835.4672 | 0.083674 | 835.4672 | 0 | 847.2552 | 0.013268 | 835.4672 | 0.022711 | 835.4672 | 0 | 835.4672 | -0.0030704 | 835.4672 | 0.062642
| 847.6945 | 0.008551 | 835.7003 | 0.10505 | 835.7003 | 0 | 847.4944 | 0.015922 | 835.7003 | 0.038368 | 835.7003 | 0 | 835.7003 | 0.05708 | 835.7003 | 0.12768
| 847.9338 | 0.0055416 | 835.9334 | 0.078297 | 835.9334 | 0 | 847.7337 | 0.0079608 | 835.9334 | 0.019407 | 835.9334 | 0 | 835.9334 | 0.029184 | 835.9334 | 0.034987
| 848.1731 | 0.0099088 | 836.1666 | 0.050903 | 836.1666 | 0 | 847.9729 | 0.017691 | 836.1666 | 0.033548 | 836.1666 | 0 | 836.1666 | 0.054648 | 836.1666 | 0.066299
| 848.4124 | 0.0073766 | 836.3997 | 0.038511 | 836.3997 | 0 | 848.2121 | 0.013268 | 836.3997 | 0.017442 | 836.3997 | 0 | 836.3997 | 0.047066 | 836.3997 | 0.056635
| 848.6517 | 0.0099455 | 836.6329 | 0.081667 | 836.6329 | 0 | 848.4513 | 0.014153 | 836.6329 | 0.033026 | 836.6329 | 0 | 836.6329 | 0.072959 | 836.6329 | 0.079244
| 848.891 | 0.010202 | 836.866 | 0.077111 | 836.866 | 0 | 848.6906 | 0.013268 | 836.866 | 0.020572 | 836.866 | 0 | 836.866 | 0.04349 | 836.866 | 0.054273
| 849.1303 | 0.0067894 | 837.0992 | 0.11808 | 837.0992 | 0 | 848.9298 | 0.016806 | 837.0992 | 0.036483 | 837.0992 | 0 | 837.0992 | 0.052502 | 837.0992 | 0.095526
| 849.3696 | -0.00031651 | 837.3324 | 0.033518 | 837.3324 | 0 | 849.1691 | 0.013268 | 837.3324 | 0.017955 | 837.3324 | 0 | 837.3324 | 0.059369 | 837.3324 | 0.054342
| 849.609 | 0.0096152 | 837.5656 | 0.1141 | 837.5656 | 0 | 849.4083 | 0.021273 | 837.5656 | 0.030988 | 837.5656 | 0 | 837.5656 | 0.067523 | 837.5656 | 0.089713
| 849.8483 | 0.0055049 | 837.7988 | 0.080008 | 837.7988 | 0 | 849.6476 | 0.013268 | 837.7988 | 0.021495 | 837.7988 | 0 | 837.7988 | 0.036337 | 837.7988 | 0.04904
| 850.0877 | 0.0095052 | 838.032 | 0.11866 | 838.032 | 0 | 849.8869 | 0.017691 | 838.032 | 0.034264 | 838.032 | 0 | 838.032 | 0.028182 | 838.032 | 0.080409
| 850.327 | 0.0058719 | 838.2651 | 0.025097 | 838.2651 | 0 | 850.1261 | 0.0097299 | 838.2651 | 0.017715 | 838.2651 | 0 | 838.2651 | 0.071386 | 838.2651 | 0.053939
| 850.5664 | 0.0077803 | 838.4984 | 0.097639 | 838.4983 | 0 | 850.3654 | 0.014153 | 838.4984 | 0.033514 | 838.4984 | 0 | 838.4983 | 0.053074 | 838.4984 | 0.081062
| 850.8057 | 0.0085877 | 838.7316 | 0.0056597 | 838.7316 | 0 | 850.6047 | 0.0088454 | 838.7316 | 0.020597 | 838.7316 | 0 | 838.7316 | 0.016881 | 838.7316 | 0.033022
| 851.0451 | 0.012404 | 838.9648 | 0.080072 | 838.9648 | 0 | 850.844 | 0.016806 | 838.9648 | 0.034406 | 838.9648 | 0 | 838.9648 | 0.054219 | 838.9648 | 0.10406
| 851.2845 | 0.005982 | 839.1981 | 0.11148 | 839.1981 | 0 | 851.0833 | 0.015922 | 839.1981 | 0.015964 | 839.1981 | 0 | 839.1981 | 0.033189 | 839.1981 | 0.068336
| 851.5239 | 0.0070463 | 839.4313 | 0.10899 | 839.4313 | 0 | 851.3226 | 0.015922 | 839.4313 | 0.035763 | 839.4313 | 0 | 839.4313 | 0.015736 | 839.4313 | 0.097148
| 851.7633 | 0.0049177 | 839.6646 | 0.074076 | 839.6645 | 0 | 851.562 | 0.014153 | 839.6646 | 0.016932 | 839.6646 | 0 | 839.6645 | 0.048497 | 839.6646 | 0.079854
| 852.0027 | 0.0091015 | 839.8978 | 0.072414 | 839.8978 | 0 | 851.8013 | 0.013268 | 839.8978 | 0.03574 | 839.8978 | 0 | 839.8978 | 0.057366 | 839.8978 | 0.10758
| 852.2422 | 0.0027741 | 840.1311 | 0.056893 | 840.1311 | 0 | 852.0407 | 0.013268 | 840.1311 | 0.019213 | 840.1311 | 0 | 840.1311 | 0.030185 | 840.1311 | 0.07583
| 852.4816 | 0.009285 | 840.3644 | 0.090336 | 840.3644 | 0 | 852.28 | 0.013268 | 840.3644 | 0.035547 | 840.3644 | 0 | 840.3644 | 0.089125 | 840.3644 | 0.061396
| 852.721 | 0.00094571 | 840.5977 | 0.048559 | 840.5977 | 0 | 852.5194 | 0.0088454 | 840.5977 | 0.016585 | 840.5977 | 0 | 840.5977 | 0.0089401 | 840.5977 | 0.028058
| 852.9605 | 0.011854 | 840.8309 | 0.081288 | 840.8309 | 0 | 852.7587 | 0.014153 | 840.8309 | 0.034557 | 840.8309 | 0 | 840.8309 | 0.038483 | 840.8309 | 0.061904
| 853.1999 | 0.0079271 | 841.0642 | 0.10147 | 841.0642 | 0 | 852.9981 | 0.013268 | 841.0642 | 0.017828 | 841.0642 | 0 | 841.0642 | 0.048067 | 841.0642 | 0.058844
| 853.4394 | 0.013542 | 841.2975 | 0.10455 | 841.2975 | 0 | 853.2374 | 0.015037 | 841.2975 | 0.033771 | 841.2975 | 0 | 841.2975 | 0.036623 | 841.2975 | 0.073094
| 853.6788 | -0.0011366 | 841.5308 | 0.0099894 | 841.5308 | 0 | 853.4768 | 0.013268 | 841.5308 | 0.019411 | 841.5308 | 0 | 841.5308 | 0.020743 | 841.5308 | 0.0037197
| 853.9183 | 0.0062022 | 841.7641 | 0.10526 | 841.7641 | 0 | 853.7162 | 0.012384 | 841.7641 | 0.032166 | 841.7641 | 0 | 841.7641 | 0.069669 | 841.7641 | 0.09236
| 854.1578 | 0.0015831 | 841.9974 | 0.072317 | 841.9974 | 0 | 853.9556 | 0.0097299 | 841.9974 | 0.020392 | 841.9974 | 0 | 841.9974 | 0.012852 | 841.9974 | 0.05781
| 854.3973 | 0.005982 | 842.2308 | 0.068834 | 842.2308 | 0 | 854.195 | 0.016806 | 842.2308 | 0.035306 | 842.2308 | 0 | 842.2308 | 0.059226 | 842.2308 | 0.090474
| 854.6368 | 0.0038901 | 842.4641 | 0.043948 | 842.4641 | 0 | 854.4344 | 0.0088454 | 842.4641 | 0.016519 | 842.4641 | 0 | 842.4641 | 0.011586 | 842.4641 | 0.023728
| 854.8763 | 0.0089547 | 842.6974 | 0.047043 | 842.6975 | 0 | 854.6738 | 0.014153 | 842.6974 | 0.035585 | 842.6974 | 0 | 842.6975 | 0.064805 | 842.6974 | 0.1156
| 855.1158 | 0.0099455 | 842.9308 | 0.038328 | 842.9308 | 0 | 854.9133 | 0.016806 | 842.9308 | 0.017408 | 842.9308 | 0 | 842.9308 | 0.036766 | 842.9308 | 0.064527
| 855.3554 | 0.0093217 | 843.1642 | 0.073378 | 843.1642 | 0 | 855.1527 | 0.014153 | 843.1642 | 0.031179 | 843.1642 | 0 | 843.1642 | 0.054505 | 843.1642 | 0.072267
| 855.5949 | 0.0012815 | 843.3975 | 0.06744 | 843.3975 | 0 | 855.3921 | 0.0097299 | 843.3975 | 0.016806 | 843.3975 | 0 | 843.3975 | 0.020171 | 843.3975 | 0.053075
| 855.8344 | 0.012992 | 843.6309 | 0.074004 | 843.6309 | 0 | 855.6316 | 0.015037 | 843.6309 | 0.035328 | 843.6309 | 0 | 843.6309 | 0.0711 | 843.6309 | 0.083754
| 856.074 | 0.0034976 | 843.8643 | 0.021665 | 843.8643 | 0 | 855.871 | 0.014153 | 843.8643 | 0.016875 | 843.8643 | 0 | 843.8643 | 0.023891 | 843.8643 | 0.039978
| 856.3135 | 0.0090281 | 844.0977 | 0.078274 | 844.0977 | 0 | 856.1105 | 0.015037 | 844.0977 | 0.034613 | 844.0977 | 0 | 844.0977 | 0.073961 | 844.0977 | 0.11954
| 856.5531 | 0.005982 | 844.3311 | 0.036316 | 844.3311 | 0 | 856.35 | 0.010614 | 844.3311 | 0.01893 | 844.3311 | 0 | 844.3311 | 0.028182 | 844.3311 | 0.06608
| 856.7927 | -0.0014497 | 844.5645 | 0.084937 | 844.5644 | 0 | 856.5894 | 0.0088454 | 844.5645 | 0.031502 | 844.5645 | 0 | 844.5644 | 0.044777 | 844.5645 | 0.053699
| 857.0322 | 0.0025437 | 844.7979 | 0.02743 | 844.7979 | 0 | 856.8289 | 0.0088454 | 844.7979 | 0.020079 | 844.7979 | 0 | 844.7979 | 0.024463 | 844.7979 | 0.014126
| 857.2718 | 0.0037433 | 845.0313 | 0.099291 | 845.0313 | 0 | 857.0684 | 0.011499 | 845.0313 | 0.035068 | 845.0313 | 0 | 845.0313 | 0.078109 | 845.0313 | 0.087347
| 857.5114 | 0.0015855 | 845.2647 | 0.097014 | 845.2647 | 0 | 857.3079 | 0.0070763 | 845.2647 | 0.017695 | 845.2647 | 0 | 845.2647 | 0.02575 | 845.2647 | 0.035211
| 857.751 | 0.012918 | 845.4981 | 0.13081 | 845.4981 | 0 | 857.5474 | 0.013268 | 845.4981 | 0.03351 | 845.4981 | 0 | 845.4981 | 0.02618 | 845.4981 | 0.083137
| 857.9906 | 0.007083 | 845.7316 | 0.04853 | 845.7316 | 0 | 857.7869 | 0.013268 | 845.7316 | 0.018649 | 845.7316 | 0 | 845.7316 | 0.059512 | 845.7316 | 0.043097
| 858.2303 | 0.015377 | 845.965 | 0.080154 | 845.965 | 0 | 858.0264 | 0.013268 | 845.965 | 0.035174 | 845.965 | 0 | 845.965 | 0.050499 | 845.965 | 0.12782
| 858.4699 | 0.0030852 | 846.1985 | 0.029448 | 846.1985 | 0 | 858.2659 | 0.013268 | 846.1985 | 0.01657 | 846.1985 | 0 | 846.1985 | 0.054505 | 846.1985 | 0.083181
| 858.7095 | 0.010753 | 846.4319 | 0.11477 | 846.432 | 0 | 858.5055 | 0.013268 | 846.4319 | 0.034995 | 846.4319 | 0 | 846.432 | 0.038196 | 846.4319 | 0.13116
| 858.9492 | 0.0058352 | 846.6654 | 0.032589 | 846.6654 | 0 | 858.745 | 0.010614 | 846.6654 | 0.018268 | 846.6654 | 0 | 846.6654 | 0.051501 | 846.6654 | 0.0063534
| 859.1888 | 0.01534 | 846.8989 | 0.063325 | 846.8989 | 0 | 858.9846 | 0.011499 | 846.8989 | 0.038311 | 846.8989 | 0 | 846.8989 | 0.036909 | 846.8989 | 0.085291
| 859.4285 | -0.0022715 | 847.1323 | 0.0088342 | 847.1323 | 0 | 859.2241 | 0.0097299 | 847.1323 | 0.016167 | 847.1323 | 0 | 847.1323 | 0.016022 | 847.1323 | 0.077807
| 859.6681 | 0.0058352 | 847.3658 | 0.083199 | 847.3658 | 0 | 859.4637 | 0.013268 | 847.3658 | 0.031744 | 847.3658 | 0 | 847.3658 | 0.018454 | 847.3658 | 0.065174
| 859.9078 | 0.0034016 | 847.5993 | 0.082896 | 847.5993 | 0 | 859.7032 | 0.011499 | 847.5993 | 0.016547 | 847.5993 | 0 | 847.5993 | 0.0078592 | 847.5993 | 0.048796
| 860.1475 | 0.009285 | 847.8328 | 0.13307 | 847.8328 | 0 | 859.9428 | 0.011499 | 847.8328 | 0.039219 | 847.8328 | 0 | 847.8328 | 0.042488 | 847.8328 | 0.037152
| 860.3872 | 0.0062756 | 848.0663 | 0.05056 | 848.0664 | 0 | 860.1824 | 0.010614 | 848.0663 | 0.016955 | 848.0663 | 0 | 848.0664 | 0.04492 | 848.0663 | -0.0013211
| 860.6269 | 0.013469 | 848.2999 | 0.11123 | 848.2999 | 0 | 860.422 | 0.013268 | 848.2999 | 0.032906 | 848.2999 | 0 | 848.2999 | 0.03462 | 848.2999 | 0.083846
| 860.8666 | 0.0071931 | 848.5334 | 0.0099592 | 848.5334 | 0 | 860.6616 | 0.012384 | 848.5334 | 0.018403 | 848.5334 | 0 | 848.5334 | 0.016881 | 848.5334 | 0.060562
| 861.1063 | 0.010643 | 848.7669 | 0.088829 | 848.7669 | 0 | 860.9012 | 0.0097299 | 848.7669 | 0.035004 | 848.7669 | 0 | 848.7669 | 0.054362 | 848.7669 | 0.14621
| 861.346 | 0.0067527 | 849.0004 | 0.022752 | 849.0004 | 0 | 861.1408 | 0.0088454 | 849.0004 | 0.017288 | 849.0004 | 0 | 849.0004 | 0.054076 | 849.0004 | 0.077389
| 861.5858 | 0.010459 | 849.2339 | 0.058882 | 849.234 | 0 | 861.3804 | 0.013268 | 849.2339 | 0.035967 | 849.2339 | 0 | 849.234 | 0.04349 | 849.2339 | 0.093541
| 861.8255 | -0.00020826 | 849.4675 | 0.031987 | 849.4675 | 0 | 861.62 | 0.014153 | 849.4675 | 0.018061 | 849.4675 | 0 | 849.4675 | 0.0080349 | 849.4675 | 0.037944
| 862.0653 | 0.0070463 | 849.701 | 0.08923 | 849.7011 | 0 | 861.8596 | 0.013268 | 849.701 | 0.032119 | 849.701 | 0 | 849.7011 | 0.092987 | 849.701 | 0.096362
| 862.305 | 0.0048076 | 849.9346 | 0.069149 | 849.9346 | 0 | 862.0993 | 0.013268 | 849.9346 | 0.016453 | 849.9346 | 0 | 849.9346 | 0.037767 | 849.9346 | 0.065837
| 862.5448 | 0.0077436 | 850.1682 | 0.071084 | 850.1682 | 0 | 862.3389 | 0.013268 | 850.1682 | 0.032811 | 850.1682 | 0 | 850.1682 | 0.026036 | 850.1682 | 0.093255
| 862.7845 | -0.0073399 | 850.4018 | -0.00066646 | 850.4018 | 0 | 862.5786 | 0.015922 | 850.4018 | 0.016222 | 850.4018 | 0 | 850.4018 | 0.026609 | 850.4018 | 0.03689
| 863.0243 | 0.0080372 | 850.6354 | 0.072833 | 850.6354 | 0 | 862.8182 | 0.013268 | 850.6354 | 0.028753 | 850.6354 | 0 | 850.6354 | 0.042345 | 850.6354 | 0.064059
| 863.2641 | 0.00035357 | 850.869 | 0.0096542 | 850.869 | 0 | 863.0579 | 0.013268 | 850.869 | 0.017331 | 850.869 | 0 | 850.869 | 0.065377 | 850.869 | 0.083186
| 863.5039 | 0.00378 | 851.1025 | 0.14155 | 851.1025 | 0 | 863.2976 | 0.011499 | 851.1025 | 0.036976 | 851.1025 | 0 | 851.1025 | 0.035764 | 851.1025 | 0.068602
| 863.7437 | 0.0012794 | 851.3362 | 0.048492 | 851.3362 | 0 | 863.5372 | 0.0088454 | 851.3362 | 0.018942 | 851.3362 | 0 | 851.3362 | 0.034048 | 851.3362 | 0.086128
| 863.9835 | 0.012331 | 851.5698 | 0.07759 | 851.5698 | 0 | 863.7769 | 0.013268 | 851.5698 | 0.031853 | 851.5698 | 0 | 851.5698 | 0.05522 | 851.5698 | 0.10541
| 864.2233 | -0.0044406 | 851.8034 | 0.046291 | 851.8034 | 0 | 864.0166 | 0.013268 | 851.8034 | 0.019606 | 851.8034 | 0 | 851.8034 | 0.064662 | 851.8034 | 0.11021
| 864.4632 | 0.002985 | 852.037 | 0.061442 | 852.0371 | 0 | 864.2563 | 0.011499 | 852.037 | 0.033913 | 852.037 | 0 | 852.0371 | 0.052073 | 852.037 | 0.13868
| 864.703 | -0.00163 | 852.2707 | 0.06252 | 852.2707 | 0 | 864.496 | 0.012384 | 852.2707 | 0.019577 | 852.2707 | 0 | 852.2707 | -0.011869 | 852.2707 | 0.04794
| 864.9428 | 0.01156 | 852.5043 | 0.089989 | 852.5043 | 0 | 864.7357 | 0.0088454 | 852.5043 | 0.033827 | 852.5043 | 0 | 852.5043 | 0.065377 | 852.5043 | 0.10621
| 865.1827 | 0.0051379 | 852.738 | 0.020282 | 852.738 | 0 | 864.9754 | 0.011499 | 852.738 | 0.015438 | 852.738 | 0 | 852.738 | 0.038769 | 852.738 | -0.0029022
| 865.4225 | 0.0030366 | 852.9716 | 0.095779 | 852.9716 | 0 | 865.2152 | 0.010614 | 852.9716 | 0.037724 | 852.9716 | 0 | 852.9716 | 0.021602 | 852.9716 | 0.17169
| 865.6624 | 0.0070463 | 853.2053 | 0.031566 | 853.2053 | 0 | 865.4549 | 0.013268 | 853.2053 | 0.014374 | 853.2053 | 0 | 853.2053 | 0.029613 | 853.2053 | 0.063401
| 865.9023 | 0.017322 | 853.439 | 0.059755 | 853.439 | 0 | 865.6946 | 0.013268 | 853.439 | 0.035536 | 853.439 | 0 | 853.439 | 0.038769 | 853.439 | 0.098286
| 866.1422 | 0.0028445 | 853.6726 | 0.061937 | 853.6726 | 0 | 865.9344 | 0.011499 | 853.6726 | 0.014621 | 853.6726 | 0 | 853.6726 | 0.014592 | 853.6726 | 0.090792
| 866.382 | 0.0077069 | 853.9063 | 0.068386 | 853.9063 | 0 | 866.1741 | 0.0097299 | 853.9063 | 0.036265 | 853.9063 | 0 | 853.9063 | 0.047495 | 853.9063 | 0.071536
| 866.6219 | -0.0006499 | 854.14 | 0.061351 | 854.14 | 0 | 866.4139 | 0.015922 | 854.14 | 0.018787 | 854.14 | 0 | 854.14 | 0.032474 | 854.14 | 0.084043
| 866.8618 | 0.0077436 | 854.3737 | 0.098352 | 854.3737 | 0 | 866.6537 | 0.011499 | 854.3737 | 0.038689 | 854.3737 | 0 | 854.3737 | 0.048497 | 854.3737 | 0.088987
| 867.1018 | -0.0040369 | 854.6074 | 0.0114 | 854.6074 | 0 | 866.8934 | 0.013268 | 854.6074 | 0.018707 | 854.6074 | 0 | 854.6074 | 0.012615 | 854.6074 | 0.024134
| 867.3417 | 0.010936 | 854.8411 | 0.092923 | 854.8411 | 0 | 867.1332 | 0.0088454 | 854.8411 | 0.037101 | 854.8411 | 0 | 854.8411 | 0.051358 | 854.8411 | 0.10898
| 867.5816 | -0.00019538 | 855.0748 | 0.042151 | 855.0748 | 0 | 867.373 | 0.013268 | 855.0748 | 0.015149 | 855.0748 | 0 | 855.0748 | 0.011739 | 855.0748 | 0.04143
| 867.8215 | 0.0080005 | 855.3085 | 0.058942 | 855.3085 | 0 | 867.6128 | 0.015037 | 855.3085 | 0.037261 | 855.3085 | 0 | 855.3085 | 0.059226 | 855.3085 | 0.1053
| 868.0615 | 0.0010352 | 855.5423 | 0.0063097 | 855.5423 | 0 | 867.8526 | 0.013268 | 855.5423 | 0.016314 | 855.5423 | 0 | 855.5423 | 0.062659 | 855.5423 | 0.045016
| 868.3014 | -0.00014344 | 855.776 | 0.11821 | 855.776 | 0 | 868.0924 | 0.012384 | 855.776 | 0.033933 | 855.776 | 0 | 855.776 | 0.086121 | 855.776 | 0.090224
| 868.5414 | -0.0023072 | 856.0098 | 0.0047457 | 856.0098 | 0 | 868.3322 | 0.014153 | 856.0098 | 0.020721 | 856.0098 | 0 | 856.0098 | 0.028039 | 856.0098 | 0.032696
| 868.7813 | 0.0020828 | 856.2435 | 0.13219 | 856.2435 | 0 | 868.572 | 0.0088454 | 856.2435 | 0.037022 | 856.2435 | 0 | 856.2435 | 0.027753 | 856.2435 | 0.11268
| 869.0213 | -0.00043061 | 856.4773 | 0.038463 | 856.4773 | 0 | 868.8119 | 0.012384 | 856.4773 | 0.016286 | 856.4773 | 0 | 856.4773 | 0.00029866 | 856.4773 | 0.028322
| 869.2613 | 0.01068 | 856.7111 | 0.099195 | 856.7111 | 0 | 869.0517 | 0.011499 | 856.7111 | 0.036477 | 856.7111 | 0 | 856.7111 | 0.047638 | 856.7111 | 0.064676
| 869.5013 | -0.0080372 | 856.9448 | 0.038745 | 856.9448 | 0 | 869.2916 | 0.015922 | 856.9448 | 0.018482 | 856.9448 | 0 | 856.9448 | -0.010947 | 856.9448 | 0.030669
| 869.7413 | 0.0075601 | 857.1786 | 0.074197 | 857.1786 | 0 | 869.5314 | 0.013268 | 857.1786 | 0.036891 | 857.1786 | 0 | 857.1786 | 0.063518 | 857.1786 | 0.08557
| 869.9813 | 0.0019113 | 857.4124 | 0.057254 | 857.4124 | 0 | 869.7713 | 0.015922 | 857.4124 | 0.017416 | 857.4124 | 0 | 857.4124 | 0.0050306 | 857.4124 | 0.046497
| 870.2213 | 0.0065325 | 857.6462 | 0.064157 | 857.6462 | 0 | 870.0111 | 0.012384 | 857.6462 | 0.036779 | 857.6462 | 0 | 857.6462 | 0.06409 | 857.6462 | 0.075624
| 870.4613 | -0.0010082 | 857.88 | 0.047813 | 857.88 | 0 | 870.251 | 0.013268 | 857.88 | 0.015275 | 857.88 | 0 | 857.88 | -0.0071944 | 857.88 | 0.070459
| 870.7014 | 0.0027194 | 858.1138 | 0.067541 | 858.1138 | 0 | 870.4909 | 0.0088454 | 858.1138 | 0.037841 | 858.1138 | 0 | 858.1138 | 0.0072531 | 858.1138 | 0.065974
| 870.9414 | 0.0057251 | 858.3477 | 0.020406 | 858.3477 | 0 | 870.7307 | 0.0088454 | 858.3477 | 0.016128 | 858.3477 | 0 | 858.3477 | 0.020457 | 858.3477 | 0.020344
| 871.1814 | 0.010202 | 858.5814 | 0.11931 | 858.5814 | 0 | 870.9706 | 0.013268 | 858.5814 | 0.035679 | 858.5814 | 0 | 858.5814 | 0.053361 | 858.5814 | 0.077252
| 871.4215 | -0.0058719 | 858.8153 | 0.060428 | 858.8153 | 0 | 871.2105 | 0.013268 | 858.8153 | 0.016885 | 858.8153 | 0 | 858.8153 | 0.035049 | 858.8153 | 0.084563
| 871.6616 | 0.0069362 | 859.0491 | 0.10749 | 859.0491 | 0 | 871.4504 | 0.0079608 | 859.0491 | 0.035785 | 859.0491 | 0 | 859.0491 | 0.069669 | 859.0491 | 0.11132
| 871.9016 | -0.008918 | 859.283 | -0.033651 | 859.283 | 0 | 871.6903 | 0.013268 | 859.283 | 0.018656 | 859.283 | 0 | 859.283 | 0.019456 | 859.283 | -0.017276
| 872.1417 | 0.006716 | 859.5168 | 0.12008 | 859.5168 | 0 | 871.9303 | 0.0097299 | 859.5168 | 0.038847 | 859.5168 | 0 | 859.5168 | 0.029184 | 859.5168 | 0.10368
| 872.3818 | 0.0038901 | 859.7507 | 0.029374 | 859.7507 | 0 | 872.1702 | 0.010614 | 859.7507 | 0.019711 | 859.7507 | 0 | 859.7507 | 0.041201 | 859.7507 | 0.036816
| 872.6219 | 0.003647 | 859.9846 | 0.07349 | 859.9846 | 0 | 872.4101 | 0.0088454 | 859.9846 | 0.038884 | 859.9846 | 0 | 859.9846 | 0.058511 | 859.9846 | 0.115
| 872.862 | -0.011781 | 860.2184 | 0.029155 | 860.2184 | 0 | 872.6501 | 0.013268 | 860.2184 | 0.016585 | 860.2184 | 0 | 860.2184 | 0.0014456 | 860.2184 | 0.071568
| 873.1021 | 0.0059453 | 860.4523 | 0.13909 | 860.4523 | 0 | 872.89 | 0.012384 | 860.4523 | 0.038289 | 860.4523 | 0 | 860.4523 | 0.073246 | 860.4523 | 0.092402
| 873.3422 | -0.00084004 | 860.6862 | 0.052733 | 860.6862 | 0 | 873.13 | 0.016806 | 860.6862 | 0.017504 | 860.6862 | 0 | 860.6862 | 0.001434 | 860.6862 | 0.043065
| 873.5823 | 0.0057251 | 860.92 | 0.13787 | 860.92 | 0 | 873.3699 | 0.0097299 | 860.92 | 0.035874 | 860.92 | 0 | 860.92 | 0.052359 | 860.92 | 0.061239
| 873.8224 | -0.0032361 | 861.154 | 0.036183 | 861.154 | 0 | 873.6099 | 0.015922 | 861.154 | 0.014953 | 861.154 | 0 | 861.154 | 0.0097312 | 861.154 | 0.0069103
| 874.0626 | 0.021836 | 861.3879 | 0.078306 | 861.3879 | 0 | 873.8499 | 0.016806 | 861.3879 | 0.037269 | 861.3879 | 0 | 861.3879 | 0.030328 | 861.3879 | 0.073981
| 874.3027 | -0.0025582 | 861.6218 | 0.080087 | 861.6218 | 0 | 874.0898 | 0.020389 | 861.6218 | 0.018783 | 861.6218 | 0 | 861.6218 | 0.013855 | 861.6218 | 0.10975
| 874.5429 | 0.0090648 | 861.8557 | 0.10491 | 861.8557 | 0 | 874.3298 | 0.0053072 | 861.8557 | 0.040077 | 861.8557 | 0 | 861.8557 | 0.053361 | 861.8557 | 0.13044
| 874.783 | -0.0094685 | 862.0897 | 0.034293 | 862.0897 | 0 | 874.5698 | 0.015037 | 862.0897 | 0.016739 | 862.0897 | 0 | 862.0897 | 0.041773 | 862.0897 | 0.022872
| 875.0232 | -0.0017424 | 862.3236 | 0.12004 | 862.3236 | 0 | 874.8098 | 0.0061918 | 862.3236 | 0.03828 | 862.3236 | 0 | 862.3236 | 0.078253 | 862.3236 | 0.080466
| 875.2634 | 0.0086244 | 862.5575 | 0.06684 | 862.5575 | 0 | 875.0498 | 0.016806 | 862.5575 | 0.018167 | 862.5575 | 0 | 862.5575 | 0.0072959 | 862.5575 | 0.066553
| 875.5036 | 0.00184 | 862.7914 | 0.12043 | 862.7914 | 0 | 875.2898 | 0.0079608 | 862.7914 | 0.038688 | 862.7914 | 0 | 862.7914 | 0.05193 | 862.7914 | 0.08967
| 875.7437 | -0.008551 | 863.0255 | 0.0035737 | 863.0254 | 0 | 875.5299 | 0.0053072 | 863.0255 | 0.01413 | 863.0255 | 0 | 863.0254 | 0.024749 | 863.0255 | 0.052825
| 875.984 | 0.0053948 | 863.2594 | 0.083764 | 863.2594 | 0 | 875.7699 | 0.016806 | 863.2594 | 0.039349 | 863.2594 | 0 | 863.2594 | 0.066951 | 863.2594 | 0.096859
| 876.2242 | -0.004147 | 863.4933 | -0.031158 | 863.4933 | 0 | 876.0099 | 0.0079608 | 863.4933 | 0.019231 | 863.4933 | 0 | 863.4933 | 0.046494 | 863.4933 | 0.042158
| 876.4644 | 0.007083 | 863.7274 | 0.11677 | 863.7274 | 0 | 876.25 | 0.015922 | 863.7274 | 0.034452 | 863.7274 | 0 | 863.7274 | 0.053361 | 863.7274 | 0.098755
| 876.7046 | -0.0067527 | 863.9613 | 0.084426 | 863.9613 | 0 | 876.49 | 0.013268 | 863.9613 | 0.018608 | 863.9613 | 0 | 863.9613 | 0.045206 | 863.9613 | 0.041513
| 876.9448 | 0.0036686 | 864.1953 | 0.047442 | 864.1953 | 0 | 876.7301 | 0.011499 | 864.1953 | 0.038719 | 864.1953 | 0 | 864.1953 | 0.096564 | 864.1953 | 0.10261
| 877.1851 | -0.007817 | 864.4293 | 0.013182 | 864.4293 | 0 | 876.9701 | 0.0070763 | 864.4293 | 0.019245 | 864.4293 | 0 | 864.4293 | 0.04163 | 864.4293 | 0.041749
| 877.4253 | 0.0081106 | 864.6633 | 0.11536 | 864.6633 | 0 | 877.2102 | 0.015037 | 864.6633 | 0.039563 | 864.6633 | 0 | 864.6633 | 0.017024 | 864.6633 | 0.070171
| 877.6656 | -0.0042938 | 864.8973 | 0.030652 | 864.8973 | 0 | 877.4502 | 0.0088454 | 864.8973 | 0.017272 | 864.8973 | 0 | 864.8973 | 0.053361 | 864.8973 | 0.084256
| 877.9058 | 0.0021064 | 865.1313 | 0.085844 | 865.1313 | 0 | 877.6903 | 0.015922 | 865.1313 | 0.033482 | 865.1313 | 0 | 865.1313 | 0.043346 | 865.1313 | 0.1178
| 878.1461 | 0.0063123 | 865.3654 | 0.080326 | 865.3654 | 0 | 877.9304 | 0.015922 | 865.3654 | 0.017729 | 865.3654 | 0 | 865.3654 | 0.066236 | 865.3654 | 0.016242
| 878.3864 | 0.012625 | 865.5994 | 0.082978 | 865.5994 | 0 | 878.1705 | 0.013268 | 865.5994 | 0.035989 | 865.5994 | 0 | 865.5994 | 0.101 | 865.5994 | 0.094212
| 878.6267 | -0.0015308 | 865.8334 | 0.048361 | 865.8334 | 0 | 878.4106 | 0.011499 | 865.8334 | 0.017244 | 865.8334 | 0 | 865.8334 | 0.037624 | 865.8334 | 0.052313
| 878.8669 | 0.0055049 | 866.0675 | 0.12979 | 866.0675 | 0 | 878.6507 | 0.015037 | 866.0675 | 0.038965 | 866.0675 | 0 | 866.0675 | 0.082115 | 866.0675 | 0.067785
| 879.1072 | -0.0063857 | 866.3015 | 0.0856 | 866.3015 | 0 | 878.8908 | 0.011499 | 866.3015 | 0.017735 | 866.3015 | 0 | 866.3015 | 0.02246 | 866.3015 | 0.046601
| 879.3475 | 0.0016077 | 866.5356 | 0.094001 | 866.5356 | 0 | 879.131 | 0.012384 | 866.5356 | 0.036853 | 866.5356 | 0 | 866.5356 | 0.051215 | 866.5356 | 0.10627
| 879.5879 | -0.0058352 | 866.7697 | 0.054681 | 866.7696 | 0 | 879.3711 | 0.0061918 | 866.7697 | 0.020358 | 866.7697 | 0 | 866.7696 | 0.03648 | 866.7697 | 0.056641
| 879.8282 | 0.00024794 | 867.0037 | 0.093554 | 867.0037 | 0 | 879.6112 | 0.010614 | 867.0037 | 0.036782 | 867.0037 | 0 | 867.0037 | 0.042917 | 867.0037 | 0.12216
| 880.0685 | -0.00050247 | 867.2379 | 0.08323 | 867.2378 | 0 | 879.8514 | 0.0097299 | 867.2379 | 0.018477 | 867.2379 | 0 | 867.2378 | 0.035907 | 867.2379 | 0.07244
| 880.3089 | 0.013872 | 867.4719 | 0.018677 | 867.4719 | 0 | 880.0915 | 0.011499 | 867.4719 | 0.03775 | 867.4719 | 0 | 867.4719 | 0.077823 | 867.4719 | 0.11556
| 880.5492 | -0.0062022 | 867.706 | 0.044288 | 867.706 | 0 | 880.3317 | 0.0088454 | 867.706 | 0.012846 | 867.706 | 0 | 867.706 | -0.024749 | 867.706 | 0.036387
| 880.7895 | -0.0054315 | 867.9401 | 0.062188 | 867.9401 | 0 | 880.5718 | 0.010614 | 867.9401 | 0.015084 | 867.9401 | 0 | 867.9401 | 0.02246 | 867.9401 | 0.064431
| 881.0299 | 0.0090648 | 868.1742 | 0.026048 | 868.1742 | 0 | 880.812 | 0.0079608 | 868.1742 | 0.037637 | 868.1742 | 0 | 868.1742 | 0.045349 | 868.1742 | 0.099128
| 881.2703 | -0.011414 | 868.4083 | 0.0049298 | 868.4083 | 0 | 881.0522 | 0.0097299 | 868.4083 | 0.016205 | 868.4083 | 0 | 868.4083 | 0.053074 | 868.4083 | 0.013732
| 881.5107 | 0.0051012 | 868.6425 | 0.1454 | 868.6425 | 0 | 881.2923 | 0.014153 | 868.6425 | 0.037648 | 868.6425 | 0 | 868.6425 | 0.086407 | 868.6425 | 0.12651
| 881.751 | -0.0059086 | 868.8766 | -0.020401 | 868.8766 | 0 | 881.5325 | 0.011499 | 868.8766 | 0.019266 | 868.8766 | 0 | 868.8766 | 0.05379 | 868.8766 | 0.069931
| 881.9914 | 0.013138 | 869.1107 | 0.13649 | 869.1107 | 0 | 881.7727 | 0.0044227 | 869.1107 | 0.042785 | 869.1107 | 0 | 869.1107 | 0.080112 | 869.1107 | 0.12781
| 882.2318 | -0.01879 | 869.3448 | 0.0097836 | 869.3448 | 0 | 882.0129 | 0.014153 | 869.3448 | 0.020454 | 869.3448 | 0 | 869.3448 | 0.01731 | 869.3448 | 0.064834
| 882.4722 | 0.014643 | 869.579 | 0.12563 | 869.579 | 0 | 882.2531 | 0.010614 | 869.579 | 0.035544 | 869.579 | 0 | 869.579 | 0.074247 | 869.579 | 0.086955
| 882.7126 | -0.0015158 | 869.8132 | -0.0025343 | 869.8132 | 0 | 882.4933 | 0.013268 | 869.8132 | 0.016323 | 869.8132 | 0 | 869.8132 | 0.055506 | 869.8132 | 0.051506
| 882.9531 | 0.00062313 | 870.0473 | 0.084382 | 870.0473 | 0 | 882.7336 | 0.0088454 | 870.0473 | 0.041143 | 870.0473 | 0 | 870.0473 | 0.054362 | 870.0473 | 0.087717
| 883.1935 | -0.0039635 | 870.2815 | 0.054043 | 870.2815 | 0 | 882.9738 | 0.013268 | 870.2815 | 0.015391 | 870.2815 | 0 | 870.2815 | 0.03133 | 870.2815 | 0.1002
| 883.4339 | 0.0032163 | 870.5157 | 0.080213 | 870.5157 | 0 | 883.214 | 0.0079608 | 870.5157 | 0.038343 | 870.5157 | 0 | 870.5157 | 0.055936 | 870.5157 | 0.16226
| 883.6744 | -0.012735 | 870.7499 | 0.036981 | 870.7499 | 0 | 883.4543 | 0.011499 | 870.7499 | 0.017214 | 870.7499 | 0 | 870.7499 | 0.031902 | 870.7499 | 0.023483
| 883.9148 | 0.0088079 | 870.9841 | 0.12757 | 870.9841 | 0 | 883.6945 | 0.0079608 | 870.9841 | 0.039131 | 870.9841 | 0 | 870.9841 | 0.064233 | 870.9841 | 0.099841
| 884.1553 | -0.0039268 | 871.2183 | 0.037932 | 871.2183 | 0 | 883.9348 | 0.0097299 | 871.2183 | 0.015417 | 871.2183 | 0 | 871.2183 | -0.026323 | 871.2183 | 0.04417
| 884.3958 | 0.0065692 | 871.4525 | 0.12131 | 871.4524 | 0 | 884.175 | 0.011499 | 871.4525 | 0.040606 | 871.4525 | 0 | 871.4524 | 0.056794 | 871.4525 | 0.13638
| 884.6362 | -0.003486 | 871.6866 | 0.015407 | 871.6866 | 0 | 884.4153 | 0.017691 | 871.6866 | 0.017508 | 871.6866 | 0 | 871.6866 | 0.07439 | 871.6866 | -0.028972
| 884.8767 | 0.016478 | 871.9209 | 0.11604 | 871.9209 | 0 | 884.6556 | 0.011499 | 871.9209 | 0.039628 | 871.9209 | 0 | 871.9209 | 0.046637 | 871.9209 | 0.064389
| 885.1172 | 0.00077012 | 872.1551 | 0.037334 | 872.1551 | 0 | 884.8958 | 0.0097299 | 872.1551 | 0.017405 | 872.1551 | 0 | 872.1551 | 0.018597 | 872.1551 | -0.0063751
| 885.3577 | 0.016441 | 872.3893 | 0.05001 | 872.3893 | 0 | 885.1361 | 0.0088454 | 872.3893 | 0.039967 | 872.3893 | 0 | 872.3893 | 0.042774 | 872.3893 | 0.11342
| 885.5982 | -0.0037066 | 872.6236 | 0.048495 | 872.6236 | 0 | 885.3764 | 0.010614 | 872.6236 | 0.01796 | 872.6236 | 0 | 872.6236 | 0.01186 | 872.6236 | 0.0050931
| 885.8387 | 0.011047 | 872.8578 | 0.13451 | 872.8578 | 0 | 885.6167 | 0.0088454 | 872.8578 | 0.03754 | 872.8578 | 0 | 872.8578 | 0.081543 | 872.8578 | 0.10965
| 886.0792 | 0.0080005 | 873.0921 | 0.061552 | 873.0921 | 0 | 885.857 | 0.012384 | 873.0921 | 0.017499 | 873.0921 | 0 | 873.0921 | 0.029899 | 873.0921 | 0.053002
| 886.3198 | 0.007083 | 873.3264 | 0.079222 | 873.3264 | 0 | 886.0973 | 0.010614 | 873.3264 | 0.041975 | 873.3264 | 0 | 873.3264 | 0.036337 | 873.3264 | 0.087984
| 886.5603 | -0.01523 | 873.5606 | 0.07449 | 873.5606 | 0 | 886.3377 | 0.01862 | 873.5606 | 0.017421 | 873.5606 | 0 | 873.5606 | 0.039627 | 873.5606 | 0.016206
| 886.8008 | -1.0926e-05 | 873.7949 | 0.021106 | 873.7949 | 0 | 886.578 | 0.016806 | 873.7949 | 0.036212 | 873.7949 | 0 | 873.7949 | 0.060513 | 873.7949 | 0.1532
| 887.0414 | -0.0097987 | 874.0292 | 0.063088 | 874.0292 | 0 | 886.8183 | 0.012384 | 874.0292 | 0.013169 | 874.0292 | 0 | 874.0292 | -0.025035 | 874.0292 | 0.057685
| 887.282 | 0.0076702 | 874.2634 | 0.05658 | 874.2634 | 0 | 887.0587 | 0.0088454 | 874.2634 | 0.039807 | 874.2634 | 0 | 874.2634 | 0.036194 | 874.2634 | 0.10754
| 887.5225 | -0.0096152 | 874.4977 | 0.10406 | 874.4977 | 0 | 887.299 | 0.014153 | 874.4977 | 0.01319 | 874.4977 | 0 | 874.4977 | -0.020457 | 874.4977 | 0.084471
| 887.7631 | -0.00029581 | 874.7321 | 0.061909 | 874.7321 | 0 | 887.5394 | 0.012384 | 874.7321 | 0.041767 | 874.7321 | 0 | 874.7321 | 0.08841 | 874.7321 | 0.095858
| 888.0037 | -0.0039635 | 874.9663 | 0.088624 | 874.9663 | 0 | 887.7797 | 0.0097299 | 874.9663 | 0.020487 | 874.9663 | 0 | 874.9663 | 0.0073468 | 874.9663 | 0.079713
| 888.2442 | -0.022754 | 875.2006 | 0.15445 | 875.2006 | 0 | 888.0201 | 0.012384 | 875.2006 | 0.042951 | 875.2006 | 0 | 875.2006 | 0.022031 | 875.2006 | 0.066332
| 888.4849 | 0.0010724 | 875.435 | 0.039381 | 875.435 | 0 | 888.2604 | 0.010614 | 875.435 | 0.016831 | 875.435 | 0 | 875.435 | -0.014449 | 875.435 | -0.0048358
| 888.7255 | 0.0080739 | 875.6693 | 0.17307 | 875.6693 | 0 | 888.5008 | 0.0079608 | 875.6693 | 0.041582 | 875.6693 | 0 | 875.6693 | 0.065377 | 875.6693 | 0.035353
| 888.9661 | -0.012037 | 875.9036 | 0.024712 | 875.9036 | 0 | 888.7412 | 0.012384 | 875.9036 | 0.019315 | 875.9036 | 0 | 875.9036 | 0.02432 | 875.9036 | 0.043042
| 889.2067 | 0.0031676 | 876.138 | 0.054494 | 876.138 | 0 | 888.9816 | 0.010614 | 876.138 | 0.040495 | 876.138 | 0 | 876.138 | 0.089411 | 876.138 | 0.1353
| 889.4473 | -0.0038901 | 876.3723 | 0.043947 | 876.3723 | 0 | 889.222 | 0.0070763 | 876.3723 | 0.016128 | 876.3723 | 0 | 876.3723 | 0.037338 | 876.3723 | 0.066956
| 889.6879 | 0.0049177 | 876.6067 | 0.11557 | 876.6067 | 0 | 889.4624 | 0.0061918 | 876.6067 | 0.037379 | 876.6067 | 0 | 876.6067 | 0.064519 | 876.6067 | 0.11538
| 889.9286 | -0.0022595 | 876.8411 | 0.09972 | 876.8411 | 0 | 889.7028 | 0.012384 | 876.8411 | 0.01646 | 876.8411 | 0 | 876.8411 | 0.038769 | 876.8411 | 0.038971
| 890.1692 | -0.0032514 | 877.0754 | 0.082288 | 877.0754 | 0 | 889.9432 | 0.012384 | 877.0754 | 0.041578 | 877.0754 | 0 | 877.0754 | 0.061944 | 877.0754 | 0.12296
| 890.4099 | 0.0039268 | 877.3098 | 0.096936 | 877.3098 | 0 | 890.1837 | 0.0088454 | 877.3098 | 0.015577 | 877.3098 | 0 | 877.3098 | 0.021459 | 877.3098 | 0.019745
| 890.6505 | 0.0066793 | 877.5442 | 0.095404 | 877.5442 | 0 | 890.4241 | 0.011499 | 877.5442 | 0.041113 | 877.5442 | 0 | 877.5442 | 0.063518 | 877.5442 | 0.08045
| 890.8912 | -0.0075601 | 877.7786 | 0.062941 | 877.7786 | 0 | 890.6645 | 0.011499 | 877.7786 | 0.014975 | 877.7786 | 0 | 877.7786 | 0.049927 | 877.7786 | 0.10545
| 891.1319 | -0.013138 | 878.0129 | 0.059348 | 878.0129 | 0 | 890.905 | 0.016806 | 878.0129 | 0.037973 | 878.0129 | 0 | 878.0129 | 0.080398 | 878.0129 | 0.05902
| 891.3726 | -6.5196e-05 | 878.2473 | 0.067671 | 878.2473 | 0 | 891.1454 | 0.015922 | 878.2473 | 0.016707 | 878.2473 | 0 | 878.2473 | -0.032331 | 878.2473 | 0.0032468
| 891.6133 | 0.0057618 | 878.4818 | 0.073246 | 878.4818 | 0 | 891.3859 | 0.013268 | 878.4818 | 0.037617 | 878.4818 | 0 | 878.4818 | 0.053504 | 878.4818 | 0.10245
| 891.854 | -0.01112 | 878.7162 | 0.052597 | 878.7162 | 0 | 891.6263 | 0.0097299 | 878.7162 | 0.016449 | 878.7162 | 0 | 878.7162 | 0.018311 | 878.7162 | -0.0068838
| 892.0947 | 0.015634 | 878.9506 | 0.14704 | 878.9506 | 0 | 891.8668 | 0.0088454 | 878.9506 | 0.037153 | 878.9506 | 0 | 878.9506 | 0.056222 | 878.9506 | 0.095094
| 892.3354 | -0.021763 | 879.185 | 0.067606 | 879.185 | 0 | 892.1073 | 0.0097299 | 879.185 | 0.017818 | 879.185 | 0 | 879.185 | 0.052645 | 879.185 | 0.011645
| 892.5761 | -0.0010729 | 879.4194 | 0.10507 | 879.4194 | 0 | 892.3478 | 0.0088454 | 879.4194 | 0.041385 | 879.4194 | 0 | 879.4194 | 0.1309 | 879.4194 | 0.092729
| 892.8169 | -0.0099088 | 879.6539 | 0.057879 | 879.6539 | 0 | 892.5883 | 0.0088454 | 879.6539 | 0.014972 | 879.6539 | 0 | 879.6539 | -0.015307 | 879.6539 | 0.021065
| 893.0576 | 0.0079271 | 879.8884 | 0.104 | 879.8884 | 0 | 892.8288 | 0.012384 | 879.8884 | 0.04144 | 879.8884 | 0 | 879.8884 | 0.039484 | 879.8884 | 0.13389
| 893.2983 | -0.0021518 | 880.1228 | 0.09906 | 880.1228 | 0 | 893.0693 | 0.0097299 | 880.1228 | 0.019231 | 880.1228 | 0 | 880.1228 | 0.032474 | 880.1228 | 0.07898
| 893.5391 | 0.0038167 | 880.3572 | 0.039747 | 880.3572 | 0 | 893.3098 | 0.013268 | 880.3572 | 0.04461 | 880.3572 | 0 | 880.3572 | 0.070527 | 880.3572 | 0.087244
| 893.7799 | -0.002936 | 880.5917 | 0.071993 | 880.5917 | 0 | 893.5503 | 0.012384 | 880.5917 | 0.020325 | 880.5917 | 0 | 880.5917 | 0.069955 | 880.5917 | 0.093879
| 894.0206 | -0.00032914 | 880.8262 | 0.12273 | 880.8262 | 0 | 893.7908 | 0.011499 | 880.8262 | 0.0442 | 880.8262 | 0 | 880.8262 | 0.062802 | 880.8262 | 0.08074
| 894.2614 | 0.0037433 | 881.0607 | 0.063346 | 881.0607 | 0 | 894.0313 | 0.0088454 | 881.0607 | 0.020817 | 881.0607 | 0 | 881.0607 | 0.032188 | 881.0607 | 0.080337
| 894.5022 | 0.0096886 | 881.2952 | 0.048654 | 881.2952 | 0 | 894.2719 | 0.013268 | 881.2952 | 0.037897 | 881.2952 | 0 | 881.2952 | 0.029756 | 881.2952 | 0.098371
| 894.743 | -0.01134 | 881.5297 | 0.026639 | 881.5297 | 0 | 894.5124 | 0.0097299 | 881.5297 | 0.016445 | 881.5297 | 0 | 881.5297 | -0.00084023 | 881.5297 | 0.095217
| 894.9838 | -0.012368 | 881.7642 | 0.07401 | 881.7642 | 0 | 894.753 | 0.012384 | 881.7642 | 0.048095 | 881.7642 | 0 | 881.7642 | 0.064519 | 881.7642 | 0.098859
| 895.2246 | 0.0099822 | 881.9987 | 0.014552 | 881.9987 | 0 | 894.9935 | 0.0097299 | 881.9987 | 0.016862 | 881.9987 | 0 | 881.9987 | 0.005505 | 881.9987 | 0.014548
| 895.4654 | 0.010386 | 882.2332 | 0.15554 | 882.2332 | 0 | 895.2341 | 0.012384 | 882.2332 | 0.036367 | 882.2332 | 0 | 882.2332 | 0.033762 | 882.2332 | 0.11499
| 895.7062 | -0.014643 | 882.4677 | 0.059587 | 882.4677 | 0 | 895.4746 | 0.010614 | 882.4677 | 0.017955 | 882.4677 | 0 | 882.4677 | 0.0108 | 882.4677 | 0.0038733
| 895.947 | 0.0078904 | 882.7023 | 0.12714 | 882.7023 | 0 | 895.7152 | 0.015922 | 882.7023 | 0.043044 | 882.7023 | 0 | 882.7023 | 0.043776 | 882.7023 | 0.070362
| 896.1879 | -0.01101 | 882.9368 | 0.090703 | 882.9368 | 0 | 895.9558 | 0.0088454 | 882.9368 | 0.015507 | 882.9368 | 0 | 882.9368 | 0.037624 | 882.9368 | 0.023073
| 896.4287 | 0.0010581 | 883.1713 | 0.09502 | 883.1713 | 0 | 896.1964 | 0.0061918 | 883.1713 | 0.044171 | 883.1713 | 0 | 883.1713 | 0.073389 | 883.1713 | 0.12152
| 896.6696 | -0.0033608 | 883.4059 | 0.076446 | 883.4059 | 0 | 896.437 | 0.0088454 | 883.4059 | 0.018031 | 883.4059 | 0 | 883.4059 | 0.023175 | 883.4059 | 0.11779
| 896.9104 | 0.0080739 | 883.6404 | 0.092011 | 883.6404 | 0 | 896.6776 | 0.013268 | 883.6404 | 0.041128 | 883.6404 | 0 | 883.6404 | 0.065377 | 883.6404 | 0.11037
| 897.1513 | -0.0046241 | 883.875 | 0.068519 | 883.875 | 0 | 896.9182 | 0.0079608 | 883.875 | 0.016489 | 883.875 | 0 | 883.875 | 0.084976 | 883.875 | 0.02988
| 897.3922 | 0.0058719 | 884.1096 | 0.093259 | 884.1096 | 0 | 897.1588 | 0.012384 | 884.1096 | 0.042239 | 884.1096 | 0 | 884.1096 | 0.037767 | 884.1096 | 0.034789
| 897.6331 | -0.018497 | 884.3442 | 0.087624 | 884.3442 | 0 | 897.3994 | 0.0088454 | 884.3442 | 0.018623 | 884.3442 | 0 | 884.3442 | -0.01731 | 884.3442 | 0.056805
| 897.8739 | 0.0086611 | 884.5787 | 0.063647 | 884.5787 | 0 | 897.64 | 0.013268 | 884.5787 | 0.044429 | 884.5787 | 0 | 884.5787 | 0.076822 | 884.5787 | 0.11767
| 898.1148 | -0.0038901 | 884.8134 | 0.092301 | 884.8134 | 0 | 897.8806 | 0.0097299 | 884.8134 | 0.016911 | 884.8134 | 0 | 884.8134 | 0.021316 | 884.8134 | 0.019727
| 898.3557 | 0.0066059 | 885.0479 | 0.13305 | 885.0479 | 0 | 898.1213 | 0.014153 | 885.0479 | 0.043749 | 885.0479 | 0 | 885.0479 | 0.095276 | 885.0479 | 0.17052
| 898.5966 | 0.00018729 | 885.2825 | 0.085613 | 885.2825 | 0 | 898.3619 | 0.013268 | 885.2825 | 0.022283 | 885.2825 | 0 | 885.2825 | 0.086693 | 885.2825 | 0.0674
| 898.8376 | -0.0045507 | 885.5172 | 0.13477 | 885.5172 | 0 | 898.6026 | 0.01862 | 885.5172 | 0.042275 | 885.5172 | 0 | 885.5172 | 0.080685 | 885.5172 | 0.062091
| 899.0785 | -0.013762 | 885.7518 | 0.036022 | 885.7518 | 0 | 898.8432 | 0.015922 | 885.7518 | 0.015819 | 885.7518 | 0 | 885.7518 | 0.089411 | 885.7518 | 0.083255
| 899.3194 | 0.0034363 | 885.9864 | 0.040686 | 885.9864 | 0 | 899.0839 | 0.017735 | 885.9864 | 0.040656 | 885.9864 | 0 | 885.9864 | 0.052216 | 885.9864 | 0.15751
| 899.5604 | -0.0093217 | 886.221 | 0.1384 | 886.221 | 0 | 899.3246 | 0.0088454 | 886.221 | 0.016033 | 886.221 | 0 | 886.221 | 0.050356 | 886.221 | -0.025621
| 899.8013 | 0.0095419 | 886.4556 | 0.093914 | 886.4556 | 0 | 899.5652 | 0.01862 | 886.4556 | 0.038992 | 886.4556 | 0 | 886.4556 | 0.10486 | 886.4556 | 0.17982
| 900.0423 | -0.0080739 | 886.6903 | 0.084 | 886.6903 | 0 | 899.8059 | 0.010614 | 886.6903 | 0.015808 | 886.6903 | 0 | 886.6903 | 0.018311 | 886.6903 | 0.017479
| 900.2832 | 0.0055783 | 886.9249 | 0.095968 | 886.9249 | 0 | 900.0466 | 0.015922 | 886.9249 | 0.048356 | 886.9249 | 0 | 886.9249 | 0.052788 | 886.9249 | 0.041045
| 900.5242 | -0.0010751 | 887.1596 | 0.029095 | 887.1596 | 0 | 900.2873 | 0.0079608 | 887.1596 | 0.023491 | 887.1596 | 0 | 887.1596 | 0.032188 | 887.1596 | 0.058978
| 900.7652 | -0.0031446 | 887.3943 | 0.040522 | 887.3943 | 0 | 900.528 | 0.016806 | 887.3943 | 0.043748 | 887.3943 | 0 | 887.3943 | 0.098567 | 887.3943 | 0.1457
| 901.0062 | -0.015487 | 887.629 | 0.085574 | 887.629 | 0 | 900.7687 | 0.017691 | 887.629 | 0.019861 | 887.629 | 0 | 887.629 | 0.056365 | 887.629 | -0.0041644
| 901.2471 | 0.019414 | 887.8636 | 0.21179 | 887.8637 | 0 | 901.0094 | 0.015037 | 887.8636 | 0.045432 | 887.8636 | 0 | 887.8637 | 0.040914 | 887.8636 | 0.046191
| 901.4881 | -0.015671 | 888.0983 | 0.085736 | 888.0983 | 0 | 901.2501 | 0.0097299 | 888.0983 | 0.017041 | 888.0983 | 0 | 888.0983 | 0.054505 | 888.0983 | 0.16834
| 901.7291 | 0.0051379 | 888.333 | 0.117 | 888.333 | 0 | 901.4909 | 0.021273 | 888.333 | 0.042659 | 888.333 | 0 | 888.333 | 0.10272 | 888.333 | 0.078065
| 901.9702 | -0.0048076 | 888.5677 | 0.13723 | 888.5677 | 0 | 901.7316 | 0.0097299 | 888.5677 | 0.017599 | 888.5677 | 0 | 888.5677 | 0.030614 | 888.5677 | -0.0078291
| 902.2112 | -0.00015513 | 888.8024 | 0.14824 | 888.8024 | 0 | 901.9723 | 0.015037 | 888.8024 | 0.047169 | 888.8024 | 0 | 888.8024 | 0.074962 | 888.8024 | 0.081972
| 902.4522 | 0.002292 | 889.0371 | 0.068042 | 889.0371 | 0 | 902.2131 | 0.010614 | 889.0371 | 0.010412 | 889.0371 | 0 | 889.0371 | 0.078825 | 889.0371 | 0.056995
| 902.6932 | 0.0038534 | 889.2719 | 0.074721 | 889.2718 | 0 | 902.4538 | 0.028349 | 889.2719 | 0.04433 | 889.2719 | 0 | 889.2718 | 0.069812 | 889.2719 | 0.099925
| 902.9343 | -0.0058352 | 889.5065 | 0.021837 | 889.5065 | 0 | 902.6946 | 0.014153 | 889.5065 | 0.018464 | 889.5065 | 0 | 889.5065 | -0.0003376 | 889.5065 | 0.036816
| 903.1753 | 0.0032837 | 889.7413 | 0.15007 | 889.7413 | 0 | 902.9353 | 0.011499 | 889.7413 | 0.040946 | 889.7413 | 0 | 889.7413 | 0.073675 | 889.7413 | 0.081847
| 903.4164 | -0.013102 | 889.976 | 0.029465 | 889.976 | 0 | 903.1761 | 0.013268 | 889.976 | 0.018012 | 889.976 | 0 | 889.976 | 0.023032 | 889.976 | 0.043575
| 903.6575 | 0.0082574 | 890.2108 | 0.033407 | 890.2107 | 0 | 903.4169 | 0.012384 | 890.2108 | 0.043753 | 890.2108 | 0 | 890.2107 | 0.042631 | 890.2108 | 0.1727
| 903.8985 | -0.01112 | 890.4455 | 0.0049159 | 890.4455 | 0 | 903.6577 | 0.0079608 | 890.4455 | 0.021747 | 890.4455 | 0 | 890.4455 | 0.029756 | 890.4455 | 0.059384
| 904.1396 | 0.0029731 | 890.6803 | 0.16788 | 890.6803 | 0 | 903.8985 | 0.022158 | 890.6803 | 0.04236 | 890.6803 | 0 | 890.6803 | 0.081686 | 890.6803 | 0.19887
| 904.3807 | 0.0095786 | 890.915 | 0.049126 | 890.915 | 0 | 904.1393 | 0.011499 | 890.915 | 0.020816 | 890.915 | 0 | 890.915 | 0.059083 | 890.915 | -0.0058309
| 904.6218 | -0.00026344 | 891.1498 | 0.11752 | 891.1498 | 0 | 904.3801 | 0.012384 | 891.1498 | 0.044073 | 891.1498 | 0 | 891.1498 | 0.020028 | 891.1498 | 0.081943
| 904.8629 | -0.00057286 | 891.3846 | 0.12079 | 891.3846 | 0 | 904.6209 | 0.0035417 | 891.3846 | 0.018798 | 891.3846 | 0 | 891.3846 | 0.030471 | 891.3846 | 0.14603
| 905.104 | 0.00745 | 891.6194 | 0.13114 | 891.6194 | 0 | 904.8617 | 0.019504 | 891.6194 | 0.045284 | 891.6194 | 0 | 891.6194 | 0.12217 | 891.6194 | 0.12482
| 905.3451 | -0.015817 | 891.8542 | 0.03469 | 891.8542 | 0 | 905.1025 | 0.010614 | 891.8542 | 0.014384 | 891.8542 | 0 | 891.8542 | 0.019313 | 891.8542 | 0.012274
| 905.5862 | 0.0088079 | 892.0889 | 0.099587 | 892.0889 | 0 | 905.3433 | 0.017691 | 892.0889 | 0.041429 | 892.0889 | 0 | 892.0889 | 0.075964 | 892.0889 | 0.051036
| 905.8274 | 0.0031861 | 892.3237 | 0.02142 | 892.3237 | 0 | 905.5842 | 0.0053072 | 892.3237 | 0.018246 | 892.3237 | 0 | 892.3237 | -0.0087957 | 892.3237 | 0.070466
| 906.0685 | 0.007083 | 892.5586 | 0.12566 | 892.5586 | 0 | 905.825 | 0.011499 | 892.5586 | 0.044063 | 892.5586 | 0 | 892.5586 | 0.080685 | 892.5586 | 0.088672
| 906.3097 | 0.0013076 | 892.7934 | 0.07842 | 892.7934 | 0 | 906.0658 | 0.0053072 | 892.7934 | 0.014291 | 892.7934 | 0 | 892.7934 | 0.03133 | 892.7934 | 0.048695
| 906.5508 | 0.010092 | 893.0282 | 0.24285 | 893.0282 | 0 | 906.3067 | 0.013268 | 893.0282 | 0.043245 | 893.0282 | 0 | 893.0282 | 0.083975 | 893.0282 | 0.039766
| 906.792 | -0.013615 | 893.2631 | 0.014951 | 893.2631 | 0 | 906.5476 | 0.016806 | 893.2631 | 0.015584 | 893.2631 | 0 | 893.2631 | 0.055649 | 893.2631 | 0.094895
| 907.0331 | 0.0066426 | 893.4979 | 0.12014 | 893.4979 | 0 | 906.7884 | 0.023042 | 893.4979 | 0.044558 | 893.4979 | 0 | 893.4979 | 0.079969 | 893.4979 | 0.13578
| 907.2743 | -0.011083 | 893.7327 | 0.059579 | 893.7327 | 0 | 907.0293 | 0.013268 | 893.7327 | 0.01891 | 893.7327 | 0 | 893.7327 | 0.029899 | 893.7327 | 0.0041479
| 907.5155 | 0.0079271 | 893.9676 | 0.10822 | 893.9676 | 0 | 907.2702 | 0.01862 | 893.9676 | 0.046215 | 893.9676 | 0 | 893.9676 | 0.08326 | 893.9676 | 0.11153
| 907.7567 | -0.00378 | 894.2025 | 0.0025758 | 894.2024 | 0 | 907.511 | 0.0035426 | 894.2025 | 0.022262 | 894.2025 | 0 | 894.2024 | 0.027896 | 894.2025 | 0.1002
| 907.9979 | 0.0033156 | 894.4373 | 0.071154 | 894.4373 | 0 | 907.7519 | 0.013268 | 894.4373 | 0.047645 | 894.4373 | 0 | 894.4373 | 0.10615 | 894.4373 | 0.060045
| 908.2391 | -0.01479 | 894.6722 | -0.023836 | 894.6722 | 0 | 907.9928 | 0.0035426 | 894.6722 | 0.022609 | 894.6722 | 0 | 894.6722 | 0.071815 | 894.6722 | -0.019682
| 908.4803 | 0.006349 | 894.907 | 0.12288 | 894.907 | 0 | 908.2337 | 0.015037 | 894.907 | 0.050252 | 894.907 | 0 | 894.907 | 0.059941 | 894.907 | 0.12298
| 908.7215 | -0.0096152 | 895.1419 | 0.093437 | 895.1419 | 0 | 908.4746 | 0.016806 | 895.1419 | 0.017996 | 895.1419 | 0 | 895.1419 | 0.059369 | 895.1419 | 0.10998
| 908.9627 | 0.016295 | 895.3768 | 0.1587 | 895.3768 | 0 | 908.7156 | 0.014153 | 895.3768 | 0.047028 | 895.3768 | 0 | 895.3768 | 0.052073 | 895.3768 | 0.080356
| 909.204 | -0.018974 | 895.6117 | 0.082071 | 895.6117 | 0 | 908.9565 | 0.0097299 | 895.6117 | 0.02034 | 895.6117 | 0 | 895.6117 | 0.032331 | 895.6117 | 0.050113
| 909.4452 | -0.0029783 | 895.8466 | 0.14414 | 895.8466 | 0 | 909.1974 | 0.017691 | 895.8466 | 0.045749 | 895.8466 | 0 | 895.8466 | 0.094418 | 895.8466 | 0.14533
| 909.6865 | -0.016074 | 896.0815 | 0.019574 | 896.0815 | 0 | 909.4383 | 0.019504 | 896.0815 | 0.014143 | 896.0815 | 0 | 896.0815 | -0.001436 | 896.0815 | 0.083825
| 909.9277 | 0.0082574 | 896.3164 | 0.087947 | 896.3164 | 0 | 909.6793 | 0.020389 | 896.3164 | 0.047139 | 896.3164 | 0 | 896.3164 | 0.087122 | 896.3164 | 0.13775
| 910.169 | -0.016441 | 896.5513 | 0.084016 | 896.5513 | 0 | 909.9202 | 0.013268 | 896.5513 | 0.022611 | 896.5513 | 0 | 896.5513 | 0.049784 | 896.5513 | 0.13756
| 910.4103 | -0.0025018 | 896.7863 | 0.15092 | 896.7863 | 0 | 910.1612 | 0.016806 | 896.7863 | 0.046577 | 896.7863 | 0 | 896.7863 | 0.066665 | 896.7863 | 0.13304
| 910.6515 | 0.00051021 | 897.0212 | 0.038898 | 897.0212 | 0 | 910.4021 | 0.0070763 | 897.0212 | 0.02075 | 897.0212 | 0 | 897.0212 | 0.035478 | 897.0212 | 0.020717
| 910.8928 | 0.015047 | 897.2562 | 0.093759 | 897.2562 | 0 | 910.6431 | 0.016806 | 897.2562 | 0.044327 | 897.2562 | 0 | 897.2562 | 0.038626 | 897.2562 | 0.083672
| 911.1341 | 0.0050645 | 897.4911 | 0.028064 | 897.4911 | 0 | 910.8841 | 0.015037 | 897.4911 | 0.020488 | 897.4911 | 0 | 897.4911 | 0.015307 | 897.4911 | -0.018678
| 911.3754 | -0.0053948 | 897.7261 | 0.13692 | 897.7261 | 0 | 911.125 | 0.017691 | 897.7261 | 0.048421 | 897.7261 | 0 | 897.7261 | 0.060513 | 897.7261 | 0.083328
| 911.6167 | -0.0082941 | 897.9611 | 0.025399 | 897.9611 | 0 | 911.366 | 0.011499 | 897.9611 | 0.019488 | 897.9611 | 0 | 897.9611 | 0.050642 | 897.9611 | 0.06644
| 911.858 | -0.008184 | 898.196 | 0.13229 | 898.196 | 0 | 911.607 | 0.021273 | 898.196 | 0.046368 | 898.196 | 0 | 898.196 | 0.04678 | 898.196 | 0.1012
| 912.0993 | 0.012184 | 898.431 | 0.048951 | 898.431 | 0 | 911.848 | 0.0061918 | 898.431 | 0.020334 | 898.431 | 0 | 898.431 | 0.016166 | 898.431 | 0.0029185
| 912.3407 | 0.0077436 | 898.666 | 0.10942 | 898.6659 | 0 | 912.089 | 0.011499 | 898.666 | 0.041796 | 898.666 | 0 | 898.6659 | 0.093131 | 898.666 | 0.10034
| 912.582 | -0.025286 | 898.9009 | 0.018942 | 898.9009 | 0 | 912.33 | 0.0088454 | 898.9009 | 0.023911 | 898.9009 | 0 | 898.9009 | 0.037338 | 898.9009 | 0.056491
| 912.8233 | 0.020955 | 899.1359 | 0.087273 | 899.1359 | 0 | 912.571 | 0.013268 | 899.1359 | 0.046811 | 899.1359 | 0 | 899.1359 | 0.074247 | 899.1359 | 0.15224
| 913.0647 | -0.010202 | 899.3709 | 0.05812 | 899.3709 | 0 | 912.812 | 0.015922 | 899.3709 | 0.021514 | 899.3709 | 0 | 899.3709 | 0.066379 | 899.3709 | 0.065931
| 913.3061 | 0.0025708 | 899.606 | 0.14757 | 899.606 | 0 | 913.053 | 0.011499 | 899.606 | 0.042912 | 899.606 | 0 | 899.606 | 0.058511 | 899.606 | 0.13
| 913.5474 | -0.017799 | 899.8409 | 0.038585 | 899.8409 | 0 | 913.2941 | 0.0097299 | 899.8409 | 0.022041 | 899.8409 | 0 | 899.8409 | 0.045063 | 899.8409 | 0.10002
| 913.7888 | 0.018313 | 900.076 | 0.047311 | 900.076 | 0 | 913.5351 | 0.015037 | 900.076 | 0.043582 | 900.076 | 0 | 900.076 | 0.06409 | 900.076 | 0.038793
| 914.0302 | -0.00075148 | 900.311 | 0 | 900.311 | 0 | 913.7762 | 0.010614 | 900.311 | 0.020862 | 900.311 | 0 | 900.311 | 0 | 900.311 | 0
| 914.2716 | 0.015744 | 900.546 | 0 | 900.546 | 0 | 914.0172 | 0.013268 | 900.546 | 0.047677 | 900.546 | 0 | 900.546 | 0 | 900.546 | 0
| 914.5129 | -0.012845 | 900.7811 | 0 | 900.7811 | 0 | 914.2583 | 0.0079608 | 900.7811 | 0.019794 | 900.7811 | 0 | 900.7811 | 0 | 900.7811 | 0
| 914.7543 | 0.0048076 | 901.0161 | 0 | 901.0161 | 0 | 914.4993 | 0.017735 | 901.0161 | 0.047195 | 901.0161 | 0 | 901.0161 | 0 | 901.0161 | 0
| 914.9958 | -0.0078537 | 901.2512 | 0 | 901.2512 | 0 | 914.7404 | 0.016806 | 901.2512 | 0.020324 | 901.2512 | 0 | 901.2512 | 0 | 901.2512 | 0
| 915.2372 | 0.014239 | 901.4863 | 0 | 901.4863 | 0 | 914.9815 | 0.012384 | 901.4863 | 0.041731 | 901.4863 | 0 | 901.4863 | 0 | 901.4863 | 0
| 915.4786 | 0.0013033 | 901.7213 | 0 | 901.7213 | 0 | 915.2225 | 0.013268 | 901.7213 | 0.015249 | 901.7213 | 0 | 901.7213 | 0 | 901.7213 | 0
| 915.72 | 0.013909 | 901.9564 | 0 | 901.9564 | 0 | 915.4636 | 0.015037 | 901.9564 | 0.049547 | 901.9564 | 0 | 901.9564 | 0 | 901.9564 | 0
| 915.9615 | -0.020515 | 902.1915 | 0 | 902.1915 | 0 | 915.7047 | 0.011499 | 902.1915 | 0.022357 | 902.1915 | 0 | 902.1915 | 0 | 902.1915 | 0
| 916.2029 | 0.011597 | 902.4266 | 0 | 902.4266 | 0 | 915.9458 | 0.0070763 | 902.4266 | 0.047746 | 902.4266 | 0 | 902.4266 | 0 | 902.4266 | 0
| 916.4443 | -0.023745 | 902.6616 | 0 | 902.6616 | 0 | 916.1869 | 0.0088454 | 902.6616 | 0.01534 | 902.6616 | 0 | 902.6616 | 0 | 902.6616 | 0
| 916.6858 | -0.011927 | 902.8967 | 0 | 902.8967 | 0 | 916.428 | 0.014153 | 902.8967 | 0.045671 | 902.8967 | 0 | 902.8967 | 0 | 902.8967 | 0
| 916.9273 | 0.00057794 | 903.1318 | 0 | 903.1318 | 0 | 916.6691 | 0.0079608 | 903.1318 | 0.022186 | 903.1318 | 0 | 903.1318 | 0 | 903.1318 | 0
| 917.1687 | 0.010826 | 903.3669 | 0 | 903.3669 | 0 | 916.9103 | 0.012384 | 903.3669 | 0.052966 | 903.3669 | 0 | 903.3669 | 0 | 903.3669 | 0
| 917.4102 | -0.013212 | 903.6021 | 0 | 903.6021 | 0 | 917.1514 | 0.015037 | 903.6021 | 0.022053 | 903.6021 | 0 | 903.6021 | 0 | 903.6021 | 0
| 917.6517 | 0.023267 | 903.8372 | 0 | 903.8372 | 0 | 917.3925 | 0.01862 | 903.8372 | 0.05018 | 903.8372 | 0 | 903.8372 | 0 | 903.8372 | 0
| 917.8932 | -0.011781 | 904.0723 | 0 | 904.0723 | 0 | 917.6337 | 0.0097299 | 904.0723 | 0.02437 | 904.0723 | 0 | 904.0723 | 0 | 904.0723 | 0
| 918.1347 | 0.00042557 | 904.3075 | 0 | 904.3075 | 0 | 917.8748 | 0.013268 | 904.3075 | 0.051897 | 904.3075 | 0 | 904.3075 | 0 | 904.3075 | 0
| 918.3762 | -0.016405 | 904.5426 | 0 | 904.5426 | 0 | 918.116 | 0.0079608 | 904.5426 | 0.021832 | 904.5426 | 0 | 904.5426 | 0 | 904.5426 | 0
| 918.6177 | 0.023231 | 904.7778 | 0 | 904.7778 | 0 | 918.3571 | 0.013268 | 904.7778 | 0.049572 | 904.7778 | 0 | 904.7778 | 0 | 904.7778 | 0
| 918.8592 | -0.017983 | 905.0129 | 0 | 905.0129 | 0 | 918.5983 | 0.015922 | 905.0129 | 0.0217 | 905.0129 | 0 | 905.0129 | 0 | 905.0129 | 0
| 919.1008 | -0.0046975 | 905.2481 | 0 | 905.2481 | 0 | 918.8395 | 0.020389 | 905.2481 | 0.048295 | 905.2481 | 0 | 905.2481 | 0 | 905.2481 | 0
| 919.3423 | -0.0066793 | 905.4833 | 0 | 905.4833 | 0 | 919.0806 | 0.017691 | 905.4833 | 0.019079 | 905.4833 | 0 | 905.4833 | 0 | 905.4833 | 0
| 919.5838 | 0.018019 | 905.7184 | 0 | 905.7184 | 0 | 919.3218 | 0.015922 | 905.7184 | 0.047256 | 905.7184 | 0 | 905.7184 | 0 | 905.7184 | 0
| 919.8254 | -0.0067527 | 905.9536 | 0 | 905.9536 | 0 | 919.563 | 0.013268 | 905.9536 | 0.018641 | 905.9536 | 0 | 905.9536 | 0 | 905.9536 | 0
| 920.067 | 0.013872 | 906.1888 | 0 | 906.1888 | 0 | 919.8042 | 0.015922 | 906.1888 | 0.056995 | 906.1888 | 0 | 906.1888 | 0 | 906.1888 | 0
| 920.3085 | -0.0063857 | 906.424 | 0 | 906.424 | 0 | 920.0454 | 0.016806 | 906.424 | 0.021955 | 906.424 | 0 | 906.424 | 0 | 906.424 | 0
| 920.5501 | 0.011047 | 906.6592 | 0 | 906.6592 | 0 | 920.2866 | 0.021273 | 906.6592 | 0.049785 | 906.6592 | 0 | 906.6592 | 0 | 906.6592 | 0
| 920.7917 | -0.0012133 | 906.8944 | 0 | 906.8944 | 0 | 920.5278 | 0.015922 | 906.8944 | 0.022731 | 906.8944 | 0 | 906.8944 | 0 | 906.8944 | 0
| 921.0333 | 0.0031616 | 907.1296 | 0 | 907.1296 | 0 | 920.769 | 0.015037 | 907.1296 | 0.054229 | 907.1296 | 0 | 907.1296 | 0 | 907.1296 | 0
| 921.2749 | -0.0068261 | 907.3649 | 0 | 907.3649 | 0 | 921.0103 | 0.013268 | 907.3649 | 0.023506 | 907.3649 | 0 | 907.3649 | 0 | 907.3649 | 0
| 921.5164 | 0.003281 | 907.6001 | 0 | 907.6001 | 0 | 921.2515 | 0.0088454 | 907.6001 | 0.053619 | 907.6001 | 0 | 907.6001 | 0 | 907.6001 | 0
| 921.7581 | -0.0083308 | 907.8353 | 0 | 907.8353 | 0 | 921.4927 | 0.013268 | 907.8353 | 0.022553 | 907.8353 | 0 | 907.8353 | 0 | 907.8353 | 0
| 921.9997 | 0.013505 | 908.0706 | 0 | 908.0706 | 0 | 921.734 | 0.020389 | 908.0706 | 0.055447 | 908.0706 | 0 | 908.0706 | 0 | 908.0706 | 0
| 922.2413 | -0.012368 | 908.3058 | 0 | 908.3058 | 0 | 921.9752 | 0.014153 | 908.3058 | 0.021268 | 908.3058 | 0 | 908.3058 | 0 | 908.3058 | 0
| 922.4829 | 0.0016903 | 908.5411 | 0 | 908.5411 | 0 | 922.2165 | 0.012384 | 908.5411 | 0.048341 | 908.5411 | 0 | 908.5411 | 0 | 908.5411 | 0
| 922.7246 | -0.0068261 | 908.7764 | 0 | 908.7764 | 0 | 922.4577 | 0.015922 | 908.7764 | 0.020077 | 908.7764 | 0 | 908.7764 | 0 | 908.7764 | 0
| 922.9662 | 0.0012952 | 909.0116 | 0 | 909.0116 | 0 | 922.699 | 0.017691 | 909.0116 | 0.046065 | 909.0116 | 0 | 909.0116 | 0 | 909.0116 | 0
| 923.2079 | -0.0096152 | 909.2469 | 0 | 909.2469 | 0 | 922.9403 | 0.021273 | 909.2469 | 0.023647 | 909.2469 | 0 | 909.2469 | 0 | 909.2469 | 0
| 923.4495 | 0.0053214 | 909.4822 | 0 | 909.4822 | 0 | 923.1816 | 0.015037 | 909.4822 | 0.054007 | 909.4822 | 0 | 909.4822 | 0 | 909.4822 | 0
| 923.6912 | -0.0055783 | 909.7175 | 0 | 909.7175 | 0 | 923.4229 | 0.011499 | 909.7175 | 0.022385 | 909.7175 | 0 | 909.7175 | 0 | 909.7175 | 0
| 923.9328 | 0.0025996 | 909.9528 | 0 | 909.9528 | 0 | 923.6641 | 0.012384 | 909.9528 | 0.052275 | 909.9528 | 0 | 909.9528 | 0 | 909.9528 | 0
| 924.1745 | -0.00077965 | 910.188 | 0 | 910.188 | 0 | 923.9054 | 0.010614 | 910.188 | 0.021734 | 910.188 | 0 | 910.188 | 0 | 910.188 | 0
| 924.4162 | 0.0049544 | 910.4233 | 0 | 910.4233 | 0 | 924.1467 | 0.011499 | 910.4233 | 0.051886 | 910.4233 | 0 | 910.4233 | 0 | 910.4233 | 0
| 924.6579 | -0.013175 | 910.6587 | 0 | 910.6587 | 0 | 924.388 | 0.015922 | 910.6587 | 0.020333 | 910.6587 | 0 | 910.6587 | 0 | 910.6587 | 0
| 924.8996 | 0.0068628 | 910.894 | 0 | 910.894 | 0 | 924.6294 | 0.019504 | 910.894 | 0.050614 | 910.894 | 0 | 910.894 | 0 | 910.894 | 0
| 925.1413 | -0.01068 | 911.1293 | 0 | 911.1293 | 0 | 924.8707 | 0.01862 | 911.1293 | 0.021278 | 911.1293 | 0 | 911.1293 | 0 | 911.1293 | 0
| 925.383 | -0.00047285 | 911.3646 | 0 | 911.3646 | 0 | 925.112 | 0.015037 | 911.3646 | 0.054564 | 911.3646 | 0 | 911.3646 | 0 | 911.3646 | 0
| 925.6247 | -0.020148 | 911.6 | 0 | 911.6 | 0 | 925.3533 | 0.012384 | 911.6 | 0.025078 | 911.6 | 0 | 911.6 | 0 | 911.6 | 0
| 925.8665 | 0.010826 | 911.8353 | 0 | 911.8353 | 0 | 925.5947 | 0.0044227 | 911.8353 | 0.052183 | 911.8353 | 0 | 911.8353 | 0 | 911.8353 | 0
| 926.1082 | -0.017873 | 912.0707 | 0 | 912.0707 | 0 | 925.836 | 0.014153 | 912.0707 | 0.020471 | 912.0707 | 0 | 912.0707 | 0 | 912.0707 | 0
| 926.35 | 0.020478 | 912.306 | 0 | 912.306 | 0 | 926.0774 | 0.012384 | 912.306 | 0.056047 | 912.306 | 0 | 912.306 | 0 | 912.306 | 0
| 926.5917 | -0.012221 | 912.5414 | 0 | 912.5414 | 0 | 926.3187 | 0.017691 | 912.5414 | 0.020288 | 912.5414 | 0 | 912.5414 | 0 | 912.5414 | 0
| 926.8334 | -0.0052847 | 912.7768 | 0 | 912.7768 | 0 | 926.5601 | 0.023927 | 912.7768 | 0.052439 | 912.7768 | 0 | 912.7768 | 0 | 912.7768 | 0
| 927.0752 | -0.0057251 | 913.0121 | 0 | 913.0122 | 0 | 926.8015 | 0.019504 | 913.0121 | 0.017277 | 913.0121 | 0 | 913.0122 | 0 | 913.0121 | 0
| 927.317 | 0.021286 | 913.2476 | 0 | 913.2476 | 0 | 927.0428 | 0.013268 | 913.2476 | 0.054988 | 913.2476 | 0 | 913.2476 | 0 | 913.2476 | 0
| 927.5588 | -0.019084 | 913.4829 | 0 | 913.4829 | 0 | 927.2842 | 0.014153 | 913.4829 | 0.017114 | 913.4829 | 0 | 913.4829 | 0 | 913.4829 | 0
| 927.8006 | 0.0014742 | 913.7183 | 0 | 913.7183 | 0 | 927.5256 | 0.0097299 | 913.7183 | 0.054355 | 913.7183 | 0 | 913.7183 | 0 | 913.7183 | 0
| 928.0423 | -0.0053214 | 913.9537 | 0 | 913.9537 | 0 | 927.767 | 0.012384 | 913.9537 | 0.023743 | 913.9537 | 0 | 913.9537 | 0 | 913.9537 | 0
| 928.2841 | -0.012037 | 914.1891 | 0 | 914.1892 | 0 | 928.0084 | 0.011499 | 914.1891 | 0.053854 | 914.1891 | 0 | 914.1892 | 0 | 914.1891 | 0
| 928.5259 | 0.013138 | 914.4246 | 0 | 914.4246 | 0 | 928.2498 | 0.015922 | 914.4246 | 0.024394 | 914.4246 | 0 | 914.4246 | 0 | 914.4246 | 0
| 928.7678 | 0.006716 | 914.66 | 0 | 914.66 | 0 | 928.4912 | 0.010614 | 914.66 | 0.05848 | 914.66 | 0 | 914.66 | 0 | 914.66 | 0
| 929.0096 | -0.010313 | 914.8954 | 0 | 914.8954 | 0 | 928.7326 | 0.01862 | 914.8954 | 0.015703 | 914.8954 | 0 | 914.8954 | 0 | 914.8954 | 0
| 929.2514 | 0.0086611 | 915.1308 | 0 | 915.1308 | 0 | 928.974 | 0.01862 | 915.1308 | 0.056007 | 915.1308 | 0 | 915.1308 | 0 | 915.1308 | 0
| 929.4932 | -0.012845 | 915.3663 | 0 | 915.3663 | 0 | 929.2155 | 0.015922 | 915.3663 | 0.022492 | 915.3663 | 0 | 915.3663 | 0 | 915.3663 | 0
| 929.7351 | -0.021249 | 915.6017 | 0 | 915.6017 | 0 | 929.4569 | 0.010614 | 915.6017 | 0.050435 | 915.6017 | 0 | 915.6017 | 0 | 915.6017 | 0
| 929.9769 | 0.00083098 | 915.8372 | 0 | 915.8372 | 0 | 929.6983 | 0.0070763 | 915.8372 | 0.023388 | 915.8372 | 0 | 915.8372 | 0 | 915.8372 | 0
| 930.2188 | 0.0047342 | 916.0726 | 0 | 916.0726 | 0 | 929.9398 | 0.0079608 | 916.0726 | 0.052128 | 916.0726 | 0 | 916.0726 | 0 | 916.0726 | 0
| 930.4606 | -0.022644 | 916.3081 | 0 | 916.3081 | 0 | 930.1812 | 0.016806 | 916.3081 | 0.026402 | 916.3081 | 0 | 916.3081 | 0 | 916.3081 | 0
| 930.7025 | 0.0079271 | 916.5436 | 0 | 916.5436 | 0 | 930.4227 | 0.011499 | 916.5436 | 0.054692 | 916.5436 | 0 | 916.5436 | 0 | 916.5436 | 0
| 930.9444 | -0.0079271 | 916.7791 | 0 | 916.779 | 0 | 930.6641 | 0.020389 | 916.7791 | 0.019712 | 916.7791 | 0 | 916.779 | 0 | 916.7791 | 0
| 931.1863 | 0.0098354 | 917.0145 | 0 | 917.0145 | 0 | 930.9056 | 0.023927 | 917.0145 | 0.05087 | 917.0145 | 0 | 917.0145 | 0 | 917.0145 | 0
| 931.4282 | -0.01545 | 917.25 | 0 | 917.25 | 0 | 931.1471 | 0.017691 | 917.25 | 0.028898 | 917.25 | 0 | 917.25 | 0 | 917.25 | 0
| 931.6701 | 0.012441 | 917.4855 | 0 | 917.4855 | 0 | 931.3886 | 0.0079608 | 917.4855 | 0.052775 | 917.4855 | 0 | 917.4855 | 0 | 917.4855 | 0
| 931.912 | -0.0018903 | 917.721 | 0 | 917.721 | 0 | 931.63 | 0.014153 | 917.721 | 0.020536 | 917.721 | 0 | 917.721 | 0 | 917.721 | 0
| 932.1539 | 0.021946 | 917.9565 | 0 | 917.9565 | 0 | 931.8715 | 0.014153 | 917.9565 | 0.059651 | 917.9565 | 0 | 917.9565 | 0 | 917.9565 | 0
| 932.3958 | 0.013322 | 918.1921 | 0 | 918.1921 | 0 | 932.113 | 0.017691 | 918.1921 | 0.028571 | 918.1921 | 0 | 918.1921 | 0 | 918.1921 | 0
| 932.6377 | 0.0036699 | 918.4276 | 0 | 918.4275 | 0 | 932.3545 | 0.0088454 | 918.4276 | 0.058169 | 918.4276 | 0 | 918.4275 | 0 | 918.4276 | 0
| 932.8796 | -0.0067894 | 918.6631 | 0 | 918.6631 | 0 | 932.596 | 0.015922 | 918.6631 | 0.018785 | 918.6631 | 0 | 918.6631 | 0 | 918.6631 | 0
| 933.1216 | 0.0080739 | 918.8986 | 0 | 918.8986 | 0 | 932.8375 | 0.0088454 | 918.8986 | 0.05871 | 918.8986 | 0 | 918.8986 | 0 | 918.8986 | 0
| 933.3635 | -0.009762 | 919.1342 | 0 | 919.1342 | 0 | 933.0791 | 0.013268 | 919.1342 | 0.021767 | 919.1342 | 0 | 919.1342 | 0 | 919.1342 | 0
| 933.6055 | 0.0074867 | 919.3698 | 0 | 919.3697 | 0 | 933.3206 | 0.0070763 | 919.3698 | 0.061736 | 919.3698 | 0 | 919.3697 | 0 | 919.3698 | 0
| 933.8474 | -0.023378 | 919.6053 | 0 | 919.6053 | 0 | 933.5621 | 0.014153 | 919.6053 | 0.022848 | 919.6053 | 0 | 919.6053 | 0 | 919.6053 | 0
| 934.0894 | 0.0063857 | 919.8409 | 0 | 919.8409 | 0 | 933.8036 | 0.017691 | 919.8409 | 0.060892 | 919.8409 | 0 | 919.8409 | 0 | 919.8409 | 0
| 934.3314 | -0.010202 | 920.0764 | 0 | 920.0764 | 0 | 934.0452 | 0.01862 | 920.0764 | 0.025703 | 920.0764 | 0 | 920.0764 | 0 | 920.0764 | 0
| 934.5734 | -0.0046975 | 920.312 | 0 | 920.312 | 0 | 934.2867 | 0.012384 | 920.312 | 0.062839 | 920.312 | 0 | 920.312 | 0 | 920.312 | 0
| 934.8153 | 0.0013075 | 920.5476 | 0 | 920.5476 | 0 | 934.5283 | 0.015037 | 920.5476 | 0.026781 | 920.5476 | 0 | 920.5476 | 0 | 920.5476 | 0
| 935.0573 | 0.0032287 | 920.7831 | 0 | 920.7831 | 0 | 934.7699 | 0.014153 | 920.7831 | 0.05909 | 920.7831 | 0 | 920.7831 | 0 | 920.7831 | 0
| 935.2993 | -0.031415 | 921.0187 | 0 | 921.0187 | 0 | 935.0114 | 0.017691 | 921.0187 | 0.02952 | 921.0187 | 0 | 921.0187 | 0 | 921.0187 | 0
| 935.5413 | -0.0013187 | 921.2543 | 0 | 921.2543 | 0 | 935.253 | 0.012384 | 921.2543 | 0.060838 | 921.2543 | 0 | 921.2543 | 0 | 921.2543 | 0
| 935.7834 | -0.027781 | 921.49 | 0 | 921.49 | 0 | 935.4946 | 0.01862 | 921.49 | 0.029944 | 921.49 | 0 | 921.49 | 0 | 921.49 | 0
| 936.0254 | 0.0004459 | 921.7256 | 0 | 921.7256 | 0 | 935.7362 | 0.012384 | 921.7256 | 0.055959 | 921.7256 | 0 | 921.7256 | 0 | 921.7256 | 0
| 936.2674 | -0.0080372 | 921.9612 | 0 | 921.9612 | 0 | 935.9777 | 0.032772 | 921.9612 | 0.018351 | 921.9612 | 0 | 921.9612 | 0 | 921.9612 | 0
| 936.5095 | 0.016735 | 922.1968 | 0 | 922.1968 | 0 | 936.2193 | 0.023042 | 922.1968 | 0.062029 | 922.1968 | 0 | 922.1968 | 0 | 922.1968 | 0
| 936.7515 | -0.024809 | 922.4324 | 0 | 922.4324 | 0 | 936.4609 | 0.024811 | 922.4324 | 0.026193 | 922.4324 | 0 | 922.4324 | 0 | 922.4324 | 0
| 936.9936 | 0.0025691 | 922.6681 | 0 | 922.6681 | 0 | 936.7025 | 0.015922 | 922.6681 | 0.056391 | 922.6681 | 0 | 922.6681 | 0 | 922.6681 | 0
| 937.2356 | -0.015671 | 922.9037 | 0 | 922.9037 | 0 | 936.9442 | 0.016806 | 922.9037 | 0.027239 | 922.9037 | 0 | 922.9037 | 0 | 922.9037 | 0
| 937.4777 | 0.010643 | 923.1394 | 0 | 923.1394 | 0 | 937.1858 | 0.01862 | 923.1394 | 0.062488 | 923.1394 | 0 | 923.1394 | 0 | 923.1394 | 0
| 937.7197 | -0.020001 | 923.3751 | 0 | 923.3751 | 0 | 937.4274 | 0.013268 | 923.3751 | 0.023034 | 923.3751 | 0 | 923.3751 | 0 | 923.3751 | 0
| 937.9618 | -0.0039268 | 923.6107 | 0 | 923.6107 | 0 | 937.669 | 0.019504 | 923.6107 | 0.07103 | 923.6107 | 0 | 923.6107 | 0 | 923.6107 | 0
| 938.2039 | -0.012845 | 923.8464 | 0 | 923.8464 | 0 | 937.9107 | 0.0035417 | 923.8464 | 0.02448 | 923.8464 | 0 | 923.8464 | 0 | 923.8464 | 0
| 938.446 | 0.014129 | 924.082 | 0 | 924.082 | 0 | 938.1523 | 0.016806 | 924.082 | 0.05889 | 924.082 | 0 | 924.082 | 0 | 924.082 | 0
| 938.6881 | -0.0062389 | 924.3177 | 0 | 924.3178 | 0 | 938.394 | 0.0044227 | 924.3177 | 0.022155 | 924.3177 | 0 | 924.3178 | 0 | 924.3177 | 0
| 938.9302 | 0.006716 | 924.5534 | 0 | 924.5534 | 0 | 938.6356 | 0.019504 | 924.5534 | 0.065234 | 924.5534 | 0 | 924.5534 | 0 | 924.5534 | 0
| 939.1723 | 0.0077803 | 924.7891 | 0 | 924.7891 | 0 | 938.8773 | 0.021273 | 924.7891 | 0.025636 | 924.7891 | 0 | 924.7891 | 0 | 924.7891 | 0
| 939.4144 | 0.004147 | 925.0248 | 0 | 925.0248 | 0 | 939.1189 | 0.023042 | 925.0248 | 0.065528 | 925.0248 | 0 | 925.0248 | 0 | 925.0248 | 0
| 939.6566 | -0.0025711 | 925.2605 | 0 | 925.2605 | 0 | 939.3606 | 0.0070763 | 925.2605 | 0.019576 | 925.2605 | 0 | 925.2605 | 0 | 925.2605 | 0
| 939.8987 | -0.001097 | 925.4962 | 0 | 925.4962 | 0 | 939.6023 | 0.021273 | 925.4962 | 0.077343 | 925.4962 | 0 | 925.4962 | 0 | 925.4962 | 0
| 940.1408 | -0.043709 | 925.7319 | 0 | 925.7319 | 0 | 939.8439 | 0.0079608 | 925.7319 | 0.034543 | 925.7319 | 0 | 925.7319 | 0 | 925.7319 | 0
| 940.383 | 0.0086244 | 925.9677 | 0 | 925.9677 | 0 | 940.0856 | 0.019504 | 925.9677 | 0.066632 | 925.9677 | 0 | 925.9677 | 0 | 925.9677 | 0
| 940.6251 | 0.0022829 | 926.2034 | 0 | 926.2034 | 0 | 940.3273 | 0.0097299 | 926.2034 | 0.027437 | 926.2034 | 0 | 926.2034 | 0 | 926.2034 | 0
| 940.8673 | 0.039892 | 926.4391 | 0 | 926.4392 | 0 | 940.569 | 0.023042 | 926.4391 | 0.065981 | 926.4391 | 0 | 926.4392 | 0 | 926.4391 | 0
| 941.1095 | -0.024185 | 926.6749 | 0 | 926.6749 | 0 | 940.8107 | 0.019504 | 926.6749 | 0.031265 | 926.6749 | 0 | 926.6749 | 0 | 926.6749 | 0
| 941.3516 | 0.008918 | 926.9106 | 0 | 926.9106 | 0 | 941.0524 | 0.022158 | 926.9106 | 0.064063 | 926.9106 | 0 | 926.9106 | 0 | 926.9106 | 0
| 941.5938 | -0.017909 | 927.1464 | 0 | 927.1464 | 0 | 941.2941 | 0.01862 | 927.1464 | 0.026804 | 927.1464 | 0 | 927.1464 | 0 | 927.1464 | 0
| 941.836 | 0.016772 | 927.3821 | 0 | 927.3821 | 0 | 941.5359 | 0.022158 | 927.3821 | 0.061552 | 927.3821 | 0 | 927.3821 | 0 | 927.3821 | 0
| 942.0782 | -0.066609 | 927.6179 | 0 | 927.6179 | 0 | 941.7776 | 0.015037 | 927.6179 | 0.031402 | 927.6179 | 0 | 927.6179 | 0 | 927.6179 | 0
| 942.3204 | -0.017909 | 927.8537 | 0 | 927.8537 | 0 | 942.0193 | 0.025696 | 927.8537 | 0.067335 | 927.8537 | 0 | 927.8537 | 0 | 927.8537 | 0
| 942.5626 | -0.0019951 | 928.0895 | 0 | 928.0895 | 0 | 942.2611 | 0.0061918 | 928.0895 | 0.06396 | 928.0895 | 0 | 928.0895 | 0 | 928.0895 | 0
| 942.8048 | -0.024625 | 928.3253 | 0 | 928.3253 | 0 | 942.5028 | 0.038079 | 928.3253 | 0.032319 | 928.3253 | 0 | 928.3253 | 0 | 928.3253 | 0
| 943.047 | 0.0053948 | 928.5611 | 0 | 928.5611 | 0 | 942.7446 | 0.012384 | 928.5611 | 0.068389 | 928.5611 | 0 | 928.5611 | 0 | 928.5611 | 0
| 943.2893 | -0.0083675 | 928.7969 | 0 | 928.7969 | 0 | 942.9863 | 0.016806 | 928.7969 | 0.023144 | 928.7969 | 0 | 928.7969 | 0 | 928.7969 | 0
| 943.5315 | 0.0090648 | 929.0327 | 0 | 929.0326 | 0 | 943.2281 | 0.015037 | 929.0327 | 0.063578 | 929.0327 | 0 | 929.0326 | 0 | 929.0327 | 0
| 943.7737 | -0.013248 | 929.2685 | 0 | 929.2685 | 0 | 943.4698 | 0.033657 | 929.2685 | 0.02949 | 929.2685 | 0 | 929.2685 | 0 | 929.2685 | 0
| 944.016 | 0.010973 | 929.5043 | 0 | 929.5043 | 0 | 943.7116 | 0.015922 | 929.5043 | 0.076822 | 929.5043 | 0 | 929.5043 | 0 | 929.5043 | 0
| 944.2582 | -0.017579 | 929.7401 | 0 | 929.7401 | 0 | 943.9534 | 0.021273 | 929.7401 | 0.026924 | 929.7401 | 0 | 929.7401 | 0 | 929.7401 | 0
| 944.5005 | 0.018313 | 929.976 | 0 | 929.976 | 0 | 944.1952 | 0.0061918 | 929.976 | 0.07893 | 929.976 | 0 | 929.976 | 0 | 929.976 | 0
| 944.7428 | 0.043342 | 930.2118 | 0 | 930.2118 | 0 | 944.4369 | 0.024811 | 930.2118 | 0.024747 | 930.2118 | 0 | 930.2118 | 0 | 930.2118 | 0
| 944.9851 | 0.0067527 | 930.4476 | 0 | 930.4476 | 0 | 944.6787 | 0.0097299 | 930.4476 | 0.071857 | 930.4476 | 0 | 930.4476 | 0 | 930.4476 | 0
| 945.2273 | -0.019157 | 930.6835 | 0 | 930.6835 | 0 | 944.9205 | 0.029234 | 930.6835 | 0.021345 | 930.6835 | 0 | 930.6835 | 0 | 930.6835 | 0
| 945.4696 | 0.044883 | 930.9194 | 0 | 930.9194 | 0 | 945.1623 | 0.014153 | 930.9194 | 0.070391 | 930.9194 | 0 | 930.9194 | 0 | 930.9194 | 0
| 945.7119 | -0.013872 | 931.1552 | 0 | 931.1552 | 0 | 945.4041 | 0.025696 | 931.1552 | 0.024959 | 931.1552 | 0 | 931.1552 | 0 | 931.1552 | 0
| 945.9542 | -0.010129 | 931.3911 | 0 | 931.3911 | 0 | 945.646 | 0.011499 | 931.3911 | 0.075625 | 931.3911 | 0 | 931.3911 | 0 | 931.3911 | 0
| 946.1965 | -0.013469 | 931.627 | 0 | 931.6269 | 0 | 945.8878 | 0.023927 | 931.627 | 0.033731 | 931.627 | 0 | 931.6269 | 0 | 931.627 | 0
| 946.4389 | 0.017285 | 931.8629 | 0 | 931.8628 | 0 | 946.1296 | 0.023042 | 931.8629 | 0.073686 | 931.8629 | 0 | 931.8628 | 0 | 931.8629 | 0
| 946.6812 | -0.011854 | 932.0988 | 0 | 932.0987 | 0 | 946.3714 | 0.021273 | 932.0988 | 0.032229 | 932.0988 | 0 | 932.0987 | 0 | 932.0988 | 0
| 946.9235 | 0.028956 | 932.3347 | 0 | 932.3347 | 0 | 946.6133 | 0.0097299 | 932.3347 | 0.080838 | 932.3347 | 0 | 932.3347 | 0 | 932.3347 | 0
| 947.1658 | -0.0044039 | 932.5706 | 0 | 932.5706 | 0 | 946.8551 | 0.023042 | 932.5706 | 0.023902 | 932.5706 | 0 | 932.5706 | 0 | 932.5706 | 0
| 947.4082 | 0.022864 | 932.8065 | 0 | 932.8065 | 0 | 947.097 | 0.015037 | 932.8065 | 0.071137 | 932.8065 | 0 | 932.8065 | 0 | 932.8065 | 0
| 947.6505 | -0.01068 | 933.0424 | 0 | 933.0424 | 0 | 947.3388 | 0.038964 | 933.0424 | 0.025813 | 933.0424 | 0 | 933.0424 | 0 | 933.0424 | 0
| 947.8929 | 0.017285 | 933.2783 | 0 | 933.2783 | 0 | 947.5807 | 0.030119 | 933.2783 | 0.078712 | 933.2783 | 0 | 933.2783 | 0 | 933.2783 | 0
| 948.1353 | -0.0090648 | 933.5142 | 0 | 933.5142 | 0 | 947.8226 | 0.035426 | 933.5142 | 0.030187 | 933.5142 | 0 | 933.5142 | 0 | 933.5142 | 0
| 948.3776 | 0.0025557 | 933.7501 | 0 | 933.7501 | 0 | 948.0644 | 0.015037 | 933.7501 | 0.075082 | 933.7501 | 0 | 933.7501 | 0 | 933.7501 | 0
| 948.62 | -0.0019537 | 933.9861 | 0 | 933.9861 | 0 | 948.3063 | 0.040733 | 933.9861 | 0.023137 | 933.9861 | 0 | 933.9861 | 0 | 933.9861 | 0
| 948.8624 | 0.038351 | 934.222 | 0 | 934.222 | 0 | 948.5482 | 0.0044227 | 934.222 | 0.080722 | 934.222 | 0 | 934.222 | 0 | 934.222 | 0
| 949.1048 | 0.013762 | 934.4579 | 0 | 934.4579 | 0 | 948.7901 | 0.015922 | 934.4579 | 0.037097 | 934.4579 | 0 | 934.4579 | 0 | 934.4579 | 0
| 949.3472 | 0.022974 | 934.6939 | 0 | 934.6939 | 0 | 949.032 | 0.011499 | 934.6939 | 0.083064 | 934.6939 | 0 | 934.6939 | 0 | 934.6939 | 0
| 949.5896 | -0.011047 | 934.9299 | 0 | 934.9299 | 0 | 949.2739 | 0.031003 | 934.9299 | 0.021266 | 934.9299 | 0 | 934.9299 | 0 | 934.9299 | 0
| 949.832 | 0.019561 | 935.1658 | 0 | 935.1658 | 0 | 949.5158 | 0.013268 | 935.1658 | 0.08153 | 935.1658 | 0 | 935.1658 | 0 | 935.1658 | 0
| 950.0744 | -0.040846 | 935.4018 | 0 | 935.4018 | 0 | 949.7577 | 0.031888 | 935.4018 | 0.030157 | 935.4018 | 0 | 935.4018 | 0 | 935.4018 | 0
| 950.3169 | 0.003004 | 935.6378 | 0 | 935.6378 | 0 | 949.9996 | 0.017691 | 935.6378 | 0.083626 | 935.6378 | 0 | 935.6378 | 0 | 935.6378 | 0
| 950.5593 | -0.017726 | 935.8738 | 0 | 935.8738 | 0 | 950.2415 | 0.020389 | 935.8738 | 0.035081 | 935.8738 | 0 | 935.8738 | 0 | 935.8738 | 0
| 950.8017 | 0.01123 | 936.1097 | 0 | 936.1097 | 0 | 950.4834 | 0.028349 | 936.1097 | 0.079959 | 936.1097 | 0 | 936.1097 | 0 | 936.1097 | 0
| 951.0442 | -0.0040369 | 936.3458 | 0 | 936.3458 | 0 | 950.7254 | 0.038079 | 936.3458 | 0.030609 | 936.3458 | 0 | 936.3458 | 0 | 936.3458 | 0
| 951.2866 | -0.0074133 | 936.5818 | 0 | 936.5818 | 0 | 950.9673 | 0.01862 | 936.5818 | 0.087218 | 936.5818 | 0 | 936.5818 | 0 | 936.5818 | 0
| 951.5291 | -0.020075 | 936.8178 | 0 | 936.8178 | 0 | 951.2093 | 0.020389 | 936.8178 | 0.034788 | 936.8178 | 0 | 936.8178 | 0 | 936.8178 | 0
| 951.7715 | 0.011414 | 937.0538 | 0 | 937.0538 | 0 | 951.4512 | 0.0061918 | 937.0538 | 0.090626 | 937.0538 | 0 | 937.0538 | 0 | 937.0538 | 0
| 952.014 | -0.010019 | 937.2899 | 0 | 937.2899 | 0 | 951.6932 | 0.017691 | 937.2899 | 0.030205 | 937.2899 | 0 | 937.2899 | 0 | 937.2899 | 0
| 952.2565 | 0.020955 | 937.5259 | 0 | 937.5259 | 0 | 951.9351 | 0.019504 | 937.5259 | 0.08048 | 937.5259 | 0 | 937.5259 | 0 | 937.5259 | 0
| 952.499 | -0.036443 | 937.7619 | 0 | 937.7619 | 0 | 952.1771 | 0.029234 | 937.7619 | 0.03223 | 937.7619 | 0 | 937.7619 | 0 | 937.7619 | 0
| 952.7415 | 0.01112 | 937.9979 | 0 | 937.9979 | 0 | 952.4191 | 0.015037 | 937.9979 | 0.089759 | 937.9979 | 0 | 937.9979 | 0 | 937.9979 | 0
| 952.984 | -0.020368 | 938.234 | 0 | 938.234 | 0 | 952.661 | 0.021273 | 938.234 | 0.042402 | 938.234 | 0 | 938.234 | 0 | 938.234 | 0
| 953.2265 | -0.0028121 | 938.47 | 0 | 938.47 | 0 | 952.903 | 0.015037 | 938.47 | 0.089085 | 938.47 | 0 | 938.47 | 0 | 938.47 | 0
| 953.469 | 0.023708 | 938.7061 | 0 | 938.7061 | 0 | 953.145 | 0.027465 | 938.7061 | 0.039256 | 938.7061 | 0 | 938.7061 | 0 | 938.7061 | 0
| 953.7115 | 0.022754 | 938.9421 | 0 | 938.9421 | 0 | 953.387 | 0.0070763 | 938.9421 | 0.095231 | 938.9421 | 0 | 938.9421 | 0 | 938.9421 | 0
| 953.954 | -0.017359 | 939.1782 | 0 | 939.1782 | 0 | 953.629 | 0.016806 | 939.1782 | 0.038722 | 939.1782 | 0 | 939.1782 | 0 | 939.1782 | 0
| 954.1966 | 0.0090281 | 939.4143 | 0 | 939.4143 | 0 | 953.871 | 0.013268 | 939.4143 | 0.07769 | 939.4143 | 0 | 939.4143 | 0 | 939.4143 | 0
| 954.4391 | -0.032626 | 939.6504 | 0 | 939.6504 | 0 | 954.113 | 0.017735 | 939.6504 | 0.045582 | 939.6504 | 0 | 939.6504 | 0 | 939.6504 | 0
| 954.6817 | 0.017212 | 939.8865 | 0 | 939.8865 | 0 | 954.355 | 0.015037 | 939.8865 | 0.099282 | 939.8865 | 0 | 939.8865 | 0 | 939.8865 | 0
| 954.9242 | -0.0051379 | 940.1226 | 0 | 940.1226 | 0 | 954.597 | 0.02658 | 940.1226 | 0.034647 | 940.1226 | 0 | 940.1226 | 0 | 940.1226 | 0
| 955.1668 | 0.007817 | 940.3587 | 0 | 940.3587 | 0 | 954.8391 | 0.015922 | 940.3587 | 0.10695 | 940.3587 | 0 | 940.3587 | 0 | 940.3587 | 0
| 955.4093 | -0.023818 | 940.5948 | 0 | 940.5948 | 0 | 955.0811 | 0.017691 | 940.5948 | 0.045166 | 940.5948 | 0 | 940.5948 | 0 | 940.5948 | 0
| 955.6519 | -0.0088446 | 940.8309 | 0 | 940.8309 | 0 | 955.3231 | 0.020389 | 940.8309 | 0.1005 | 940.8309 | 0 | 940.8309 | 0 | 940.8309 | 0
| 955.8945 | -0.018423 | 941.067 | 0 | 941.067 | 0 | 955.5652 | 0.023927 | 941.067 | 0.048565 | 941.067 | 0 | 941.067 | 0 | 941.067 | 0
| 956.1371 | 0.024112 | 941.3032 | 0 | 941.3032 | 0 | 955.8072 | 0.012384 | 941.3032 | 0.098082 | 941.3032 | 0 | 941.3032 | 0 | 941.3032 | 0
| 956.3797 | -0.010606 | 941.5393 | 0 | 941.5393 | 0 | 956.0493 | 0.022158 | 941.5393 | 0.042775 | 941.5393 | 0 | 941.5393 | 0 | 941.5393 | 0
| 956.6223 | 0.012258 | 941.7755 | 0 | 941.7754 | 0 | 956.2913 | 0.013268 | 941.7755 | 0.10115 | 941.7755 | 0 | 941.7754 | 0 | 941.7755 | 0
| 956.8649 | -0.010826 | 942.0116 | 0 | 942.0116 | 0 | 956.5334 | 0.024811 | 942.0116 | 0.044065 | 942.0116 | 0 | 942.0116 | 0 | 942.0116 | 0
| 957.1075 | 0.053288 | 942.2477 | 0 | 942.2477 | 0 | 956.7755 | 0.015922 | 942.2477 | 0.10596 | 942.2477 | 0 | 942.2477 | 0 | 942.2477 | 0
| 957.3501 | -0.013689 | 942.4839 | 0 | 942.4839 | 0 | 957.0175 | 0.025696 | 942.4839 | 0.0511 | 942.4839 | 0 | 942.4839 | 0 | 942.4839 | 0
| 957.5927 | -0.013542 | 942.72 | 0 | 942.72 | 0 | 957.2596 | 0.016806 | 942.72 | 0.10751 | 942.72 | 0 | 942.72 | 0 | 942.72 | 0
| 957.8354 | -0.023818 | 942.9562 | 0 | 942.9562 | 0 | 957.5017 | 0.019504 | 942.9562 | 0.038848 | 942.9562 | 0 | 942.9562 | 0 | 942.9562 | 0
| 958.078 | -0.0014557 | 943.1924 | 0 | 943.1924 | 0 | 957.7438 | 0.0088454 | 943.1924 | 0.1083 | 943.1924 | 0 | 943.1924 | 0 | 943.1924 | 0
| 958.3207 | -0.032479 | 943.4286 | 0 | 943.4286 | 0 | 957.9859 | 0.021273 | 943.4286 | 0.046586 | 943.4286 | 0 | 943.4286 | 0 | 943.4286 | 0
| 958.5633 | 0.013028 | 943.6648 | 0 | 943.6648 | 0 | 958.228 | 0.016806 | 943.6648 | 0.11211 | 943.6648 | 0 | 943.6648 | 0 | 943.6648 | 0
| 958.806 | 0.0024929 | 943.901 | 0 | 943.901 | 0 | 958.4701 | 0.020389 | 943.901 | 0.037094 | 943.901 | 0 | 943.901 | 0 | 943.901 | 0
| 959.0486 | 0.028479 | 944.1371 | 0 | 944.1372 | 0 | 958.7122 | 0.015922 | 944.1371 | 0.11605 | 944.1371 | 0 | 944.1372 | 0 | 944.1371 | 0
| 959.2913 | -0.017909 | 944.3734 | 0 | 944.3733 | 0 | 958.9543 | 0.021273 | 944.3734 | 0.059312 | 944.3734 | 0 | 944.3733 | 0 | 944.3734 | 0
| 959.534 | 0.01912 | 944.6096 | 0 | 944.6096 | 0 | 959.1964 | 0.017735 | 944.6096 | 0.12159 | 944.6096 | 0 | 944.6096 | 0 | 944.6096 | 0
| 959.7767 | 0.012735 | 944.8458 | 0 | 944.8458 | 0 | 959.4386 | 0.02658 | 944.8458 | 0.047454 | 944.8458 | 0 | 944.8458 | 0 | 944.8458 | 0
| 960.0194 | 0.024699 | 945.082 | 0 | 945.082 | 0 | 959.6807 | 0.023927 | 945.082 | 0.1166 | 945.082 | 0 | 945.082 | 0 | 945.082 | 0
| 960.2621 | 0.0036061 | 945.3182 | 0 | 945.3182 | 0 | 959.9228 | 0.019504 | 945.3182 | 0.054615 | 945.3182 | 0 | 945.3182 | 0 | 945.3182 | 0
| 960.5048 | 0.0040736 | 945.5545 | 0 | 945.5545 | 0 | 960.165 | 0.028349 | 945.5545 | 0.11747 | 945.5545 | 0 | 945.5545 | 0 | 945.5545 | 0
| 960.7475 | -0.04903 | 945.7908 | 0 | 945.7908 | 0 | 960.4071 | 0.023927 | 945.7908 | 0.037066 | 945.7908 | 0 | 945.7908 | 0 | 945.7908 | 0
| 960.9902 | 0.0070463 | 946.027 | 0 | 946.027 | 0 | 960.6493 | 0.020389 | 946.027 | 0.10685 | 946.027 | 0 | 946.027 | 0 | 946.027 | 0
| 961.2329 | -0.03347 | 946.2632 | 0 | 946.2632 | 0 | 960.8914 | 0.023927 | 946.2632 | 0.057923 | 946.2632 | 0 | 946.2632 | 0 | 946.2632 | 0
| 961.4757 | 0.0378 | 946.4995 | 0 | 946.4995 | 0 | 961.1336 | 0.025696 | 946.4995 | 0.12704 | 946.4995 | 0 | 946.4995 | 0 | 946.4995 | 0
| 961.7184 | 5.465e-05 | 946.7358 | 0 | 946.7358 | 0 | 961.3758 | 0.029234 | 946.7358 | 0.056943 | 946.7358 | 0 | 946.7358 | 0 | 946.7358 | 0
| 961.9612 | 0.013542 | 946.972 | 0 | 946.972 | 0 | 961.618 | 0.015037 | 946.972 | 0.12597 | 946.972 | 0 | 946.972 | 0 | 946.972 | 0
| 962.2039 | -0.019267 | 947.2083 | 0 | 947.2083 | 0 | 961.8601 | 0.014153 | 947.2083 | 0.041364 | 947.2083 | 0 | 947.2083 | 0 | 947.2083 | 0
| 962.4467 | 0.030461 | 947.4446 | 0 | 947.4446 | 0 | 962.1023 | 0.015037 | 947.4446 | 0.10795 | 947.4446 | 0 | 947.4446 | 0 | 947.4446 | 0
| 962.6894 | -0.02246 | 947.6809 | 0 | 947.6809 | 0 | 962.3445 | 0.019504 | 947.6809 | 0.042888 | 947.6809 | 0 | 947.6809 | 0 | 947.6809 | 0
| 962.9322 | 0.055783 | 947.9172 | 0 | 947.9172 | 0 | 962.5867 | 0.022158 | 947.9172 | 0.1141 | 947.9172 | 0 | 947.9172 | 0 | 947.9172 | 0
| 963.175 | 0.00039298 | 948.1535 | 0 | 948.1535 | 0 | 962.8289 | 0.024811 | 948.1535 | 0.036249 | 948.1535 | 0 | 948.1535 | 0 | 948.1535 | 0
| 963.4178 | 0.013028 | 948.3898 | 0 | 948.3898 | 0 | 963.0711 | 0.016806 | 948.3898 | 0.11499 | 948.3898 | 0 | 948.3898 | 0 | 948.3898 | 0
| 963.6606 | -0.011817 | 948.6262 | 0 | 948.6262 | 0 | 963.3133 | 0.01862 | 948.6262 | 0.038291 | 948.6262 | 0 | 948.6262 | 0 | 948.6262 | 0
| 963.9034 | 0.016698 | 948.8625 | 0 | 948.8625 | 0 | 963.5556 | 0.013268 | 948.8625 | 0.1326 | 948.8625 | 0 | 948.8625 | 0 | 948.8625 | 0
| 964.1462 | -0.0058719 | 949.0988 | 0 | 949.0988 | 0 | 963.7978 | 0.016806 | 949.0988 | 0.047778 | 949.0988 | 0 | 949.0988 | 0 | 949.0988 | 0
| 964.389 | -0.0071564 | 949.3351 | 0 | 949.3351 | 0 | 964.04 | 0.024811 | 949.3351 | 0.11868 | 949.3351 | 0 | 949.3351 | 0 | 949.3351 | 0
| 964.6318 | -0.015634 | 949.5715 | 0 | 949.5715 | 0 | 964.2822 | 0.02658 | 949.5715 | 0.054921 | 949.5715 | 0 | 949.5715 | 0 | 949.5715 | 0
| 964.8746 | -0.004881 | 949.8078 | 0 | 949.8078 | 0 | 964.5245 | 0.021273 | 949.8078 | 0.12557 | 949.8078 | 0 | 949.8078 | 0 | 949.8078 | 0
| 965.1174 | 0.009762 | 950.0441 | 0 | 950.0441 | 0 | 964.7667 | 0.028349 | 950.0441 | 0.061848 | 950.0441 | 0 | 950.0441 | 0 | 950.0441 | 0
| 965.3603 | 0.0073399 | 950.2805 | 0 | 950.2805 | 0 | 965.009 | 0.028349 | 950.2805 | 0.12469 | 950.2805 | 0 | 950.2805 | 0 | 950.2805 | 0
| 965.6031 | -0.010753 | 950.5169 | 0 | 950.5169 | 0 | 965.2512 | 0.022158 | 950.5169 | 0.059239 | 950.5169 | 0 | 950.5169 | 0 | 950.5169 | 0
| 965.846 | 0.011524 | 950.7532 | 0 | 950.7532 | 0 | 965.4935 | 0.022158 | 950.7532 | 0.10964 | 950.7532 | 0 | 950.7532 | 0 | 950.7532 | 0
| 966.0888 | -0.038388 | 950.9896 | 0 | 950.9896 | 0 | 965.7358 | 0.02658 | 950.9896 | 0.040393 | 950.9896 | 0 | 950.9896 | 0 | 950.9896 | 0
| 966.3317 | 0.027451 | 951.226 | 0 | 951.226 | 0 | 965.978 | 0.024811 | 951.226 | 0.11815 | 951.226 | 0 | 951.226 | 0 | 951.226 | 0
| 966.5746 | -0.041213 | 951.4624 | 0 | 951.4624 | 0 | 966.2203 | 0.028349 | 951.4624 | 0.044099 | 951.4624 | 0 | 951.4624 | 0 | 951.4624 | 0
| 966.8175 | 0.022754 | 951.6988 | 0 | 951.6988 | 0 | 966.4626 | 0.017735 | 951.6988 | 0.12053 | 951.6988 | 0 | 951.6988 | 0 | 951.6988 | 0
| 967.0603 | -0.028369 | 951.9352 | 0 | 951.9352 | 0 | 966.7049 | 0.013268 | 951.9352 | 0.050599 | 951.9352 | 0 | 951.9352 | 0 | 951.9352 | 0
| 967.3032 | 0.0058719 | 952.1716 | 0 | 952.1716 | 0 | 966.9472 | 0.015922 | 952.1716 | 0.1209 | 952.1716 | 0 | 952.1716 | 0 | 952.1716 | 0
| 967.5461 | -0.013615 | 952.408 | 0 | 952.408 | 0 | 967.1895 | 0.023927 | 952.408 | 0.033551 | 952.408 | 0 | 952.408 | 0 | 952.408 | 0
| 967.789 | 0.027745 | 952.6444 | 0 | 952.6444 | 0 | 967.4318 | 0.028349 | 952.6444 | 0.10036 | 952.6444 | 0 | 952.6444 | 0 | 952.6444 | 0
| 968.0319 | -0.030387 | 952.8809 | 0 | 952.8809 | 0 | 967.6741 | 0.021273 | 952.8809 | 0.052099 | 952.8809 | 0 | 952.8809 | 0 | 952.8809 | 0
| 968.2749 | 0.0042938 | 953.1172 | 0 | 953.1173 | 0 | 967.9164 | 0.020389 | 953.1172 | 0.12526 | 953.1172 | 0 | 953.1173 | 0 | 953.1172 | 0
| 968.5178 | 0.0067527 | 953.3537 | 0 | 953.3537 | 0 | 968.1587 | 0.02658 | 953.3537 | 0.046915 | 953.3537 | 0 | 953.3537 | 0 | 953.3537 | 0
| 968.7607 | -0.0012687 | 953.5901 | 0 | 953.5901 | 0 | 968.401 | 0.030119 | 953.5901 | 0.11936 | 953.5901 | 0 | 953.5901 | 0 | 953.5901 | 0
| 969.0036 | -0.016405 | 953.8266 | 0 | 953.8266 | 0 | 968.6434 | 0.022158 | 953.8266 | 0.04763 | 953.8266 | 0 | 953.8266 | 0 | 953.8266 | 0
| 969.2466 | 0.030864 | 954.063 | 0 | 954.063 | 0 | 968.8857 | 0.015922 | 954.063 | 0.1173 | 954.063 | 0 | 954.063 | 0 | 954.063 | 0
| 969.4895 | -0.04114 | 954.2995 | 0 | 954.2995 | 0 | 969.128 | 0.015037 | 954.2995 | 0.051548 | 954.2995 | 0 | 954.2995 | 0 | 954.2995 | 0
| 969.7325 | 0.024112 | 954.536 | 0 | 954.536 | 0 | 969.3704 | 0.023042 | 954.536 | 0.11959 | 954.536 | 0 | 954.536 | 0 | 954.536 | 0
| 969.9755 | -0.030094 | 954.7725 | 0 | 954.7725 | 0 | 969.6127 | 0.023042 | 954.7725 | 0.051383 | 954.7725 | 0 | 954.7725 | 0 | 954.7725 | 0
| 970.2184 | -0.01901 | 955.0089 | 0 | 955.0089 | 0 | 969.8551 | 0.021273 | 955.0089 | 0.12204 | 955.0089 | 0 | 955.0089 | 0 | 955.0089 | 0
| 970.4614 | -0.022754 | 955.2454 | 0 | 955.2454 | 0 | 970.0974 | 0.019504 | 955.2454 | 0.034821 | 955.2454 | 0 | 955.2454 | 0 | 955.2454 | 0
| 970.7044 | 0.017616 | 955.4819 | 0 | 955.4819 | 0 | 970.3398 | 0.023042 | 955.4819 | 0.12284 | 955.4819 | 0 | 955.4819 | 0 | 955.4819 | 0
| 970.9474 | -0.013909 | 955.7184 | 0 | 955.7184 | 0 | 970.5822 | 0.027465 | 955.7184 | 0.058283 | 955.7184 | 0 | 955.7184 | 0 | 955.7184 | 0
| 971.1904 | 0.00042752 | 955.9549 | 0 | 955.9549 | 0 | 970.8246 | 0.024811 | 955.9549 | 0.10223 | 955.9549 | 0 | 955.9549 | 0 | 955.9549 | 0
| 971.4334 | -0.032002 | 956.1914 | 0 | 956.1914 | 0 | 971.0669 | 0.013268 | 956.1914 | 0.033015 | 956.1914 | 0 | 956.1914 | 0 | 956.1914 | 0
| 971.6764 | 0.010643 | 956.4279 | 0 | 956.4279 | 0 | 971.3093 | 0.023042 | 956.4279 | 0.12396 | 956.4279 | 0 | 956.4279 | 0 | 956.4279 | 0
| 971.9194 | -0.0091382 | 956.6644 | 0 | 956.6644 | 0 | 971.5517 | 0.029234 | 956.6644 | 0.064207 | 956.6644 | 0 | 956.6644 | 0 | 956.6644 | 0
| 972.1624 | 0.032259 | 956.9009 | 0 | 956.9009 | 0 | 971.7941 | 0.025696 | 956.9009 | 0.11929 | 956.9009 | 0 | 956.9009 | 0 | 956.9009 | 0
| 972.4054 | -0.021286 | 957.1375 | 0 | 957.1375 | 0 | 972.0365 | 0.022158 | 957.1375 | 0.049148 | 957.1375 | 0 | 957.1375 | 0 | 957.1375 | 0
| 972.6485 | 0.017432 | 957.374 | 0 | 957.374 | 0 | 972.2789 | 0.022158 | 957.374 | 0.10986 | 957.374 | 0 | 957.374 | 0 | 957.374 | 0
| 972.8915 | -0.023928 | 957.6106 | 0 | 957.6106 | 0 | 972.5213 | 0.023042 | 957.6106 | 0.03177 | 957.6106 | 0 | 957.6106 | 0 | 957.6106 | 0
| 973.1345 | 0.010202 | 957.8471 | 0 | 957.8471 | 0 | 972.7637 | 0.02658 | 957.8471 | 0.12484 | 957.8471 | 0 | 957.8471 | 0 | 957.8471 | 0
| 973.3776 | -0.044627 | 958.0837 | 0 | 958.0837 | 0 | 973.0062 | 0.01862 | 958.0837 | 0.050794 | 958.0837 | 0 | 958.0837 | 0 | 958.0837 | 0
| 973.6207 | 0.0073399 | 958.3203 | 0 | 958.3202 | 0 | 973.2486 | 0.017735 | 958.3203 | 0.12371 | 958.3203 | 0 | 958.3202 | 0 | 958.3203 | 0
| 973.8637 | -0.035635 | 958.5568 | 0 | 958.5568 | 0 | 973.491 | 0.021273 | 958.5568 | 0.060718 | 958.5568 | 0 | 958.5568 | 0 | 958.5568 | 0
| 974.1068 | 0.056077 | 958.7934 | 0 | 958.7934 | 0 | 973.7335 | 0.016806 | 958.7934 | 0.12972 | 958.7934 | 0 | 958.7934 | 0 | 958.7934 | 0
| 974.3499 | -0.0059086 | 959.03 | 0 | 959.03 | 0 | 973.9759 | 0.015037 | 959.03 | 0.04282 | 959.03 | 0 | 959.03 | 0 | 959.03 | 0
| 974.593 | 0.0096152 | 959.2665 | 0 | 959.2665 | 0 | 974.2183 | 0.017691 | 959.2665 | 0.12349 | 959.2665 | 0 | 959.2665 | 0 | 959.2665 | 0
| 974.8361 | -0.0055049 | 959.5031 | 0 | 959.5031 | 0 | 974.4608 | 0.021273 | 959.5031 | 0.062395 | 959.5031 | 0 | 959.5031 | 0 | 959.5031 | 0
| 975.0792 | 0.0019195 | 959.7397 | 0 | 959.7397 | 0 | 974.7033 | 0.023927 | 959.7397 | 0.13443 | 959.7397 | 0 | 959.7397 | 0 | 959.7397 | 0
| 975.3223 | -0.028075 | 959.9763 | 0 | 959.9763 | 0 | 974.9457 | 0.016806 | 959.9763 | 0.037583 | 959.9763 | 0 | 959.9763 | 0 | 959.9763 | 0
| 975.5654 | 0.01079 | 960.213 | 0 | 960.2129 | 0 | 975.1882 | 0.027465 | 960.213 | 0.11039 | 960.213 | 0 | 960.2129 | 0 | 960.213 | 0
| 975.8085 | -0.008184 | 960.4496 | 0 | 960.4496 | 0 | 975.4307 | 0.031003 | 960.4496 | 0.044409 | 960.4496 | 0 | 960.4496 | 0 | 960.4496 | 0
| 976.0516 | -0.0054315 | 960.6862 | 0 | 960.6862 | 0 | 975.6731 | 0.032772 | 960.6862 | 0.12765 | 960.6862 | 0 | 960.6862 | 0 | 960.6862 | 0
| 976.2947 | -0.001879 | 960.9228 | 0 | 960.9228 | 0 | 975.9156 | 0.01862 | 960.9228 | 0.038203 | 960.9228 | 0 | 960.9228 | 0 | 960.9228 | 0
| 976.5379 | 0.005982 | 961.1594 | 0 | 961.1594 | 0 | 976.1581 | 0.02658 | 961.1594 | 0.12166 | 961.1594 | 0 | 961.1594 | 0 | 961.1594 | 0
| 976.781 | -0.017249 | 961.3961 | 0 | 961.3961 | 0 | 976.4006 | 0.022158 | 961.3961 | 0.032039 | 961.3961 | 0 | 961.3961 | 0 | 961.3961 | 0
| 977.0242 | 0.0096519 | 961.6327 | 0 | 961.6327 | 0 | 976.6431 | 0.020389 | 961.6327 | 0.12813 | 961.6327 | 0 | 961.6327 | 0 | 961.6327 | 0
| 977.2673 | 0.00089043 | 961.8694 | 0 | 961.8694 | 0 | 976.8856 | 0.019504 | 961.8694 | 0.049313 | 961.8694 | 0 | 961.8694 | 0 | 961.8694 | 0
| 977.5105 | 0.017212 | 962.106 | 0 | 962.106 | 0 | 977.1281 | 0.033657 | 962.106 | 0.12692 | 962.106 | 0 | 962.106 | 0 | 962.106 | 0
| 977.7537 | -0.027488 | 962.3427 | 0 | 962.3427 | 0 | 977.3706 | 0.032772 | 962.3427 | 0.063709 | 962.3427 | 0 | 962.3427 | 0 | 962.3427 | 0
| 977.9968 | 0.0026104 | 962.5793 | 0 | 962.5793 | 0 | 977.6132 | 0.037195 | 962.5793 | 0.11387 | 962.5793 | 0 | 962.5793 | 0 | 962.5793 | 0
| 978.24 | -0.034277 | 962.816 | 0 | 962.816 | 0 | 977.8557 | 0.0079608 | 962.816 | 0.042547 | 962.816 | 0 | 962.816 | 0 | 962.816 | 0
| 978.4832 | 0.023011 | 963.0527 | 0 | 963.0527 | 0 | 978.0982 | 0.016806 | 963.0527 | 0.13325 | 963.0527 | 0 | 963.0527 | 0 | 963.0527 | 0
| 978.7264 | -0.017616 | 963.2894 | 0 | 963.2894 | 0 | 978.3407 | 0.015922 | 963.2894 | 0.051586 | 963.2894 | 0 | 963.2894 | 0 | 963.2894 | 0
| 978.9696 | 0.012698 | 963.5261 | 0 | 963.5261 | 0 | 978.5833 | 0.016806 | 963.5261 | 0.13263 | 963.5261 | 0 | 963.5261 | 0 | 963.5261 | 0
| 979.2128 | 0.011707 | 963.7628 | 0 | 963.7628 | 0 | 978.8258 | 0.023042 | 963.7628 | 0.064276 | 963.7628 | 0 | 963.7628 | 0 | 963.7628 | 0
| 979.456 | 0.024699 | 963.9995 | 0 | 963.9995 | 0 | 979.0684 | 0.031003 | 963.9995 | 0.12211 | 963.9995 | 0 | 963.9995 | 0 | 963.9995 | 0
| 979.6992 | -0.02969 | 964.2362 | 0 | 964.2362 | 0 | 979.3109 | 0.023042 | 964.2362 | 0.057977 | 964.2362 | 0 | 964.2362 | 0 | 964.2362 | 0
| 979.9425 | 0.019671 | 964.4729 | 0 | 964.4729 | 0 | 979.5535 | 0.042502 | 964.4729 | 0.11007 | 964.4729 | 0 | 964.4729 | 0 | 964.4729 | 0
| 980.1857 | 0.010606 | 964.7096 | 0 | 964.7096 | 0 | 979.796 | 0.024811 | 964.7096 | 0.056074 | 964.7096 | 0 | 964.7096 | 0 | 964.7096 | 0
| 980.4289 | 0.032736 | 964.9464 | 0 | 964.9464 | 0 | 980.0386 | 0.024811 | 964.9464 | 0.11822 | 964.9464 | 0 | 964.9464 | 0 | 964.9464 | 0
| 980.6722 | -0.010166 | 965.183 | 0 | 965.183 | 0 | 980.2812 | 0.015037 | 965.183 | 0.048095 | 965.183 | 0 | 965.183 | 0 | 965.183 | 0
| 980.9154 | 0.020368 | 965.4198 | 0 | 965.4198 | 0 | 980.5238 | 0.015922 | 965.4198 | 0.13354 | 965.4198 | 0 | 965.4198 | 0 | 965.4198 | 0
| 981.1587 | -0.022533 | 965.6566 | 0 | 965.6566 | 0 | 980.7663 | 0.012384 | 965.6566 | 0.040241 | 965.6566 | 0 | 965.6566 | 0 | 965.6566 | 0
| 981.402 | 0.020992 | 965.8933 | 0 | 965.8933 | 0 | 981.0089 | 0.021273 | 965.8933 | 0.12278 | 965.8933 | 0 | 965.8933 | 0 | 965.8933 | 0
| 981.6452 | -0.009285 | 966.1301 | 0 | 966.1301 | 0 | 981.2515 | 0.024811 | 966.1301 | 0.037978 | 966.1301 | 0 | 966.1301 | 0 | 966.1301 | 0
| 981.8885 | 0.014386 | 966.3668 | 0 | 966.3668 | 0 | 981.4941 | 0.023927 | 966.3668 | 0.14537 | 966.3668 | 0 | 966.3668 | 0 | 966.3668 | 0
| 982.1318 | -0.026717 | 966.6036 | 0 | 966.6036 | 0 | 981.7367 | 0.0097299 | 966.6036 | 0.069548 | 966.6036 | 0 | 966.6036 | 0 | 966.6036 | 0
| 982.3751 | -0.0016849 | 966.8403 | 0 | 966.8403 | 0 | 981.9793 | 0.027465 | 966.8403 | 0.12213 | 966.8403 | 0 | 966.8403 | 0 | 966.8403 | 0
| 982.6184 | -0.027414 | 967.0771 | 0 | 967.0771 | 0 | 982.222 | 0.025696 | 967.0771 | 0.043369 | 967.0771 | 0 | 967.0771 | 0 | 967.0771 | 0
| 982.8617 | 0.043562 | 967.3139 | 0 | 967.3139 | 0 | 982.4646 | 0.032772 | 967.3139 | 0.13068 | 967.3139 | 0 | 967.3139 | 0 | 967.3139 | 0
| 983.105 | -0.043819 | 967.5507 | 0 | 967.5507 | 0 | 982.7072 | 0.023042 | 967.5507 | 0.037827 | 967.5507 | 0 | 967.5507 | 0 | 967.5507 | 0
| 983.3483 | 0.023304 | 967.7875 | 0 | 967.7875 | 0 | 982.9498 | 0.050463 | 967.7875 | 0.12716 | 967.7875 | 0 | 967.7875 | 0 | 967.7875 | 0
| 983.5916 | -0.050021 | 968.0243 | 0 | 968.0243 | 0 | 983.1925 | 0.023042 | 968.0243 | 0.055271 | 968.0243 | 0 | 968.0243 | 0 | 968.0243 | 0
| 983.8349 | 0.0407 | 968.2611 | 0 | 968.2611 | 0 | 983.4351 | 0.020389 | 968.2611 | 0.14411 | 968.2611 | 0 | 968.2611 | 0 | 968.2611 | 0
| 984.0783 | 0.0038167 | 968.4979 | 0 | 968.4979 | 0 | 983.6777 | 0.023927 | 968.4979 | 0.069093 | 968.4979 | 0 | 968.4979 | 0 | 968.4979 | 0
| 984.3216 | 0.0072298 | 968.7347 | 0 | 968.7347 | 0 | 983.9204 | 0.034541 | 968.7347 | 0.13838 | 968.7347 | 0 | 968.7347 | 0 | 968.7347 | 0
| 984.565 | -0.012258 | 968.9716 | 0 | 968.9716 | 0 | 984.1631 | 0.015922 | 968.9716 | 0.050889 | 968.9716 | 0 | 968.9716 | 0 | 968.9716 | 0
| 984.8083 | -0.019267 | 969.2084 | 0 | 969.2084 | 0 | 984.4057 | 0.012384 | 969.2084 | 0.13862 | 969.2084 | 0 | 969.2084 | 0 | 969.2084 | 0
| 985.0517 | -0.045984 | 969.4453 | 0 | 969.4452 | 0 | 984.6484 | 0.020389 | 969.4453 | 0.062448 | 969.4453 | 0 | 969.4452 | 0 | 969.4453 | 0
| 985.295 | 0.016368 | 969.6821 | 0 | 969.6821 | 0 | 984.891 | 0.035426 | 969.6821 | 0.14406 | 969.6821 | 0 | 969.6821 | 0 | 969.6821 | 0
| 985.5384 | -0.01101 | 969.9189 | 0 | 969.9189 | 0 | 985.1337 | 0.019504 | 969.9189 | 0.041799 | 969.9189 | 0 | 969.9189 | 0 | 969.9189 | 0
| 985.7818 | 0.035709 | 970.1558 | 0 | 970.1558 | 0 | 985.3764 | 0.024811 | 970.1558 | 0.13534 | 970.1558 | 0 | 970.1558 | 0 | 970.1558 | 0
| 986.0252 | -0.018276 | 970.3926 | 0 | 970.3926 | 0 | 985.6191 | 0.030119 | 970.3926 | 0.069926 | 970.3926 | 0 | 970.3926 | 0 | 970.3926 | 0
| 986.2686 | 0.014533 | 970.6295 | 0 | 970.6295 | 0 | 985.8618 | 0.040733 | 970.6295 | 0.14117 | 970.6295 | 0 | 970.6295 | 0 | 970.6295 | 0
| 986.5119 | -0.041067 | 970.8664 | 0 | 970.8664 | 0 | 986.1045 | 0.019504 | 970.8664 | 0.064113 | 970.8664 | 0 | 970.8664 | 0 | 970.8664 | 0
| 986.7554 | 0.00036683 | 971.1033 | 0 | 971.1033 | 0 | 986.3472 | 0.032772 | 971.1033 | 0.13986 | 971.1033 | 0 | 971.1033 | 0 | 971.1033 | 0
| 986.9988 | -0.020625 | 971.3401 | 0 | 971.3401 | 0 | 986.5899 | 0.025696 | 971.3401 | 0.062731 | 971.3401 | 0 | 971.3401 | 0 | 971.3401 | 0
| 987.2422 | 0.016625 | 971.577 | 0 | 971.577 | 0 | 986.8326 | 0.035426 | 971.577 | 0.14751 | 971.577 | 0 | 971.577 | 0 | 971.577 | 0
| 987.4856 | -0.025249 | 971.8139 | 0 | 971.8139 | 0 | 987.0753 | 0.033657 | 971.8139 | 0.06587 | 971.8139 | 0 | 971.8139 | 0 | 971.8139 | 0
| 987.729 | 0.059159 | 972.0508 | 0 | 972.0508 | 0 | 987.318 | 0.037195 | 972.0508 | 0.15789 | 972.0508 | 0 | 972.0508 | 0 | 972.0508 | 0
| 987.9725 | -0.028809 | 972.2877 | 0 | 972.2877 | 0 | 987.5607 | 0.038079 | 972.2877 | 0.050354 | 972.2877 | 0 | 972.2877 | 0 | 972.2877 | 0
| 988.2159 | 0.013469 | 972.5247 | 0 | 972.5247 | 0 | 987.8035 | 0.049578 | 972.5247 | 0.14236 | 972.5247 | 0 | 972.5247 | 0 | 972.5247 | 0
| 988.4593 | -0.022533 | 972.7615 | 0 | 972.7615 | 0 | 988.0462 | 0.023042 | 972.7615 | 0.063863 | 972.7615 | 0 | 972.7615 | 0 | 972.7615 | 0
| 988.7028 | -0.02558 | 972.9985 | 0 | 972.9985 | 0 | 988.2889 | 0.025696 | 972.9985 | 0.1374 | 972.9985 | 0 | 972.9985 | 0 | 972.9985 | 0
| 988.9463 | -0.0338 | 973.2354 | 0 | 973.2354 | 0 | 988.5317 | 0.017735 | 973.2354 | 0.060584 | 973.2354 | 0 | 973.2354 | 0 | 973.2354 | 0
| 989.1897 | -0.01512 | 973.4724 | 0 | 973.4724 | 0 | 988.7744 | 0.021273 | 973.4724 | 0.13249 | 973.4724 | 0 | 973.4724 | 0 | 973.4724 | 0
| 989.4332 | 0.003304 | 973.7093 | 0 | 973.7093 | 0 | 989.0172 | 0.023042 | 973.7093 | 0.049342 | 973.7093 | 0 | 973.7093 | 0 | 973.7093 | 0
| 989.6767 | 0.019451 | 973.9462 | 0 | 973.9462 | 0 | 989.2599 | 0.043387 | 973.9462 | 0.1351 | 973.9462 | 0 | 973.9462 | 0 | 973.9462 | 0
| 989.9202 | -0.016001 | 974.1832 | 0 | 974.1832 | 0 | 989.5027 | 0.02658 | 974.1832 | 0.077379 | 974.1832 | 0 | 974.1832 | 0 | 974.1832 | 0
| 990.1636 | 0.025506 | 974.4202 | 0 | 974.4202 | 0 | 989.7455 | 0.028349 | 974.4202 | 0.15191 | 974.4202 | 0 | 974.4202 | 0 | 974.4202 | 0
| 990.4072 | -0.058572 | 974.6571 | 0 | 974.6571 | 0 | 989.9882 | 0.024811 | 974.6571 | 0.043498 | 974.6571 | 0 | 974.6571 | 0 | 974.6571 | 0
| 990.6507 | 0.0081106 | 974.8941 | 0 | 974.8941 | 0 | 990.231 | 0.023042 | 974.8941 | 0.15303 | 974.8941 | 0 | 974.8941 | 0 | 974.8941 | 0
| 990.8942 | -0.073803 | 975.131 | 0 | 975.131 | 0 | 990.4738 | 0.017691 | 975.131 | 0.066649 | 975.131 | 0 | 975.131 | 0 | 975.131 | 0
| 991.1377 | 0.054205 | 975.368 | 0 | 975.368 | 0 | 990.7166 | 0.028349 | 975.368 | 0.14616 | 975.368 | 0 | 975.368 | 0 | 975.368 | 0
| 991.3812 | -0.011817 | 975.605 | 0 | 975.605 | 0 | 990.9594 | 0.024811 | 975.605 | 0.070978 | 975.605 | 0 | 975.605 | 0 | 975.605 | 0
| 991.6247 | 0.010716 | 975.842 | 0 | 975.842 | 0 | 991.2022 | 0.029234 | 975.842 | 0.14804 | 975.842 | 0 | 975.842 | 0 | 975.842 | 0
| 991.8683 | -0.067674 | 976.079 | 0 | 976.079 | 0 | 991.445 | 0.012384 | 976.079 | 0.065932 | 976.079 | 0 | 976.079 | 0 | 976.079 | 0
| 992.1118 | 0.013248 | 976.316 | 0 | 976.316 | 0 | 991.6878 | 0.030119 | 976.316 | 0.15224 | 976.316 | 0 | 976.316 | 0 | 976.316 | 0
| 992.3554 | -0.012515 | 976.553 | 0 | 976.553 | 0 | 991.9306 | 0.032772 | 976.553 | 0.051459 | 976.553 | 0 | 976.553 | 0 | 976.553 | 0
| 992.5989 | 0.025102 | 976.79 | 0 | 976.79 | 0 | 992.1734 | 0.041618 | 976.79 | 0.15928 | 976.79 | 0 | 976.79 | 0 | 976.79 | 0
| 992.8425 | -0.0072665 | 977.027 | 0 | 977.027 | 0 | 992.4162 | 0.020389 | 977.027 | 0.057587 | 977.027 | 0 | 977.027 | 0 | 977.027 | 0
| 993.086 | 0.035709 | 977.2641 | 0 | 977.2641 | 0 | 992.659 | 0.051347 | 977.2641 | 0.15481 | 977.2641 | 0 | 977.2641 | 0 | 977.2641 | 0
| 993.3296 | -0.0029927 | 977.5011 | 0 | 977.5011 | 0 | 992.9019 | 0.01862 | 977.5011 | 0.058108 | 977.5011 | 0 | 977.5011 | 0 | 977.5011 | 0
| 993.5732 | 0.013212 | 977.7382 | 0 | 977.7382 | 0 | 993.1447 | 0.030119 | 977.7382 | 0.14908 | 977.7382 | 0 | 977.7382 | 0 | 977.7382 | 0
| 993.8168 | -0.052333 | 977.9752 | 0 | 977.9752 | 0 | 993.3875 | 0.024811 | 977.9752 | 0.076725 | 977.9752 | 0 | 977.9752 | 0 | 977.9752 | 0
| 994.0603 | 0.024222 | 978.2123 | 0 | 978.2123 | 0 | 993.6304 | 0.032772 | 978.2123 | 0.1507 | 978.2123 | 0 | 978.2123 | 0 | 978.2123 | 0
| 994.3039 | -0.034534 | 978.4493 | 0 | 978.4493 | 0 | 993.8732 | 0.017691 | 978.4493 | 0.062269 | 978.4493 | 0 | 978.4493 | 0 | 978.4493 | 0
| 994.5476 | 0.0084409 | 978.6863 | 0 | 978.6863 | 0 | 994.1161 | 0.048694 | 978.6863 | 0.1637 | 978.6863 | 0 | 978.6863 | 0 | 978.6863 | 0
| 994.7912 | -0.02602 | 978.9235 | 0 | 978.9235 | 0 | 994.359 | 0.024811 | 978.9235 | 0.075468 | 978.9235 | 0 | 978.9235 | 0 | 978.9235 | 0
| 995.0348 | 0.019267 | 979.1605 | 0 | 979.1605 | 0 | 994.6018 | 0.023042 | 979.1605 | 0.15175 | 979.1605 | 0 | 979.1605 | 0 | 979.1605 | 0
| 995.2784 | 0.020442 | 979.3976 | 0 | 979.3976 | 0 | 994.8447 | 0.023042 | 979.3976 | 0.050007 | 979.3976 | 0 | 979.3976 | 0 | 979.3976 | 0
| 995.522 | 0.031378 | 979.6346 | 0 | 979.6346 | 0 | 995.0875 | 0.03631 | 979.6346 | 0.17742 | 979.6346 | 0 | 979.6346 | 0 | 979.6346 | 0
| 995.7657 | -0.045727 | 979.8718 | 0 | 979.8718 | 0 | 995.3304 | 0.029234 | 979.8718 | 0.071157 | 979.8718 | 0 | 979.8718 | 0 | 979.8718 | 0
| 996.0093 | -0.0019209 | 980.1088 | 0 | 980.1088 | 0 | 995.5733 | 0.038964 | 980.1088 | 0.1521 | 980.1088 | 0 | 980.1088 | 0 | 980.1088 | 0
| 996.2529 | -0.0033755 | 980.3459 | 0 | 980.346 | 0 | 995.8162 | 0.025696 | 980.3459 | 0.0622 | 980.3459 | 0 | 980.346 | 0 | 980.3459 | 0
| 996.4966 | 0.008184 | 980.5831 | 0 | 980.5831 | 0 | 996.0591 | 0.050463 | 980.5831 | 0.1603 | 980.5831 | 0 | 980.5831 | 0 | 980.5831 | 0
| 996.7402 | -0.10705 | 980.8202 | 0 | 980.8202 | 0 | 996.302 | 0.010614 | 980.8202 | 0.058531 | 980.8202 | 0 | 980.8202 | 0 | 980.8202 | 0
| 996.9839 | 0.035011 | 981.0573 | 0 | 981.0573 | 0 | 996.5449 | 0.039848 | 981.0573 | 0.14641 | 981.0573 | 0 | 981.0573 | 0 | 981.0573 | 0
| 997.2276 | -0.0018292 | 981.2944 | 0 | 981.2944 | 0 | 996.7878 | 0.029234 | 981.2944 | 0.061445 | 981.2944 | 0 | 981.2944 | 0 | 981.2944 | 0
| 997.4713 | 0.033507 | 981.5316 | 0 | 981.5316 | 0 | 997.0307 | 0.042502 | 981.5316 | 0.14403 | 981.5316 | 0 | 981.5316 | 0 | 981.5316 | 0
| 997.7149 | -0.014753 | 981.7687 | 0 | 981.7687 | 0 | 997.2736 | 0.034541 | 981.7687 | 0.065166 | 981.7687 | 0 | 981.7687 | 0 | 981.7687 | 0
| 997.9586 | 0.014386 | 982.0058 | 0 | 982.0058 | 0 | 997.5166 | 0.029234 | 982.0058 | 0.16583 | 982.0058 | 0 | 982.0058 | 0 | 982.0058 | 0
| 998.2023 | -0.033213 | 982.243 | 0 | 982.243 | 0 | 997.7595 | 0.024811 | 982.243 | 0.071407 | 982.243 | 0 | 982.243 | 0 | 982.243 | 0
| 998.446 | 0.012331 | 982.4801 | 0 | 982.4801 | 0 | 998.0024 | 0.044271 | 982.4801 | 0.17986 | 982.4801 | 0 | 982.4801 | 0 | 982.4801 | 0
| 998.6897 | -0.011927 | 982.7173 | 0 | 982.7173 | 0 | 998.2453 | 0.046925 | 982.7173 | 0.054323 | 982.7173 | 0 | 982.7173 | 0 | 982.7173 | 0
| 998.9334 | 0.039489 | 982.9545 | 0 | 982.9545 | 0 | 998.4883 | 0.02658 | 982.9545 | 0.16916 | 982.9545 | 0 | 982.9545 | 0 | 982.9545 | 0
| 999.1772 | -0.036553 | 983.1916 | 0 | 983.1916 | 0 | 998.7312 | 0.053117 | 983.1916 | 0.059842 | 983.1916 | 0 | 983.1916 | 0 | 983.1916 | 0
| 999.4209 | 0.014313 | 983.4288 | 0 | 983.4288 | 0 | 998.9742 | 0.037195 | 983.4288 | 0.18158 | 983.4288 | 0 | 983.4288 | 0 | 983.4288 | 0
| 999.6646 | -0.05215 | 983.666 | 0 | 983.6659 | 0 | 999.2171 | 0.037195 | 983.666 | 0.095007 | 983.666 | 0 | 983.6659 | 0 | 983.666 | 0
| 999.9084 | 0.047269 | 983.9031 | 0 | 983.9031 | 0 | 999.4601 | 0.037195 | 983.9031 | 0.18728 | 983.9031 | 0 | 983.9031 | 0 | 983.9031 | 0
| 1000.1521 | -0.060187 | 984.1403 | 0 | 984.1403 | 0 | 999.703 | 0.039848 | 984.1403 | 0.072328 | 984.1403 | 0 | 984.1403 | 0 | 984.1403 | 0
| 1000.3958 | 0 | 984.3776 | 0 | 984.3776 | 0 | 999.946 | 0.017735 | 984.3776 | 0.18063 | 984.3776 | 0 | 984.3776 | 0 | 984.3776 | 0
| 1000.6396 | 0 | 984.6147 | 0 | 984.6147 | 0 | 1000.189 | 0.04604 | 984.6147 | 0.066152 | 984.6147 | 0 | 984.6147 | 0 | 984.6147 | 0
| 1000.8834 | 0 | 984.8519 | 0 | 984.8519 | 0 | 1000.432 | 0.024811 | 984.8519 | 0.17361 | 984.8519 | 0 | 984.8519 | 0 | 984.8519 | 0
| 1001.1271 | 0 | 985.0892 | 0 | 985.0892 | 0 | 1000.6749 | 0.069082 | 985.0892 | 0.074961 | 985.0892 | 0 | 985.0892 | 0 | 985.0892 | 0
| 1001.3709 | 0 | 985.3264 | 0 | 985.3264 | 0 | 1000.9179 | 0.01862 | 985.3264 | 0.19374 | 985.3264 | 0 | 985.3264 | 0 | 985.3264 | 0
| 1001.6147 | 0 | 985.5636 | 0 | 985.5636 | 0 | 1001.1609 | 0.053117 | 985.5636 | 0.085667 | 985.5636 | 0 | 985.5636 | 0 | 985.5636 | 0
| 1001.8585 | 0 | 985.8008 | 0 | 985.8008 | 0 | 1001.4039 | 0.031888 | 985.8008 | 0.1926 | 985.8008 | 0 | 985.8008 | 0 | 985.8008 | 0
| 1002.1023 | 0 | 986.0381 | 0 | 986.0381 | 0 | 1001.6469 | 0.067313 | 986.0381 | 0.065848 | 986.0381 | 0 | 986.0381 | 0 | 986.0381 | 0
| 1002.3461 | 0 | 986.2753 | 0 | 986.2753 | 0 | 1001.8899 | 0.024811 | 986.2753 | 0.1891 | 986.2753 | 0 | 986.2753 | 0 | 986.2753 | 0
| 1002.5899 | 0 | 986.5126 | 0 | 986.5126 | 0 | 1002.1329 | 0.049578 | 986.5126 | 0.072718 | 986.5126 | 0 | 986.5126 | 0 | 986.5126 | 0
| 1002.8337 | 0 | 986.7498 | 0 | 986.7498 | 0 | 1002.3759 | 0.033657 | 986.7498 | 0.18209 | 986.7498 | 0 | 986.7498 | 0 | 986.7498 | 0
| 1003.0775 | 0 | 986.9871 | 0 | 986.9871 | 0 | 1002.619 | 0.047809 | 986.9871 | 0.07564 | 986.9871 | 0 | 986.9871 | 0 | 986.9871 | 0
| 1003.3213 | 0 | 987.2244 | 0 | 987.2244 | 0 | 1002.862 | 0.017691 | 987.2244 | 0.19493 | 987.2244 | 0 | 987.2244 | 0 | 987.2244 | 0
| 1003.5652 | 0 | 987.4616 | 0 | 987.4616 | 0 | 1003.105 | 0.045156 | 987.4616 | 0.085157 | 987.4616 | 0 | 987.4616 | 0 | 987.4616 | 0
| 1003.809 | 0 | 987.6989 | 0 | 987.6989 | 0 | 1003.348 | 0.048694 | 987.6989 | 0.18839 | 987.6989 | 0 | 987.6989 | 0 | 987.6989 | 0
| 1004.0528 | 0 | 987.9362 | 0 | 987.9362 | 0 | 1003.5911 | 0.045156 | 987.9362 | 0.080496 | 987.9362 | 0 | 987.9362 | 0 | 987.9362 | 0
| 1004.2967 | 0 | 988.1735 | 0 | 988.1735 | 0 | 1003.8341 | 0 | 988.1735 | 0.17873 | 988.1735 | 0 | 988.1735 | 0 | 988.1735 | 0
| 1004.5405 | 0 | 988.4108 | 0 | 988.4108 | 0 | 1004.0772 | 0 | 988.4108 | 0.087375 | 988.4108 | 0 | 988.4108 | 0 | 988.4108 | 0
| 1004.7844 | 0 | 988.6481 | 0 | 988.6481 | 0 | 1004.3202 | 0 | 988.6481 | 0.086107 | 988.6481 | 0 | 988.6481 | 0 | 988.6481 | 0
| 1005.0282 | 0 | 988.8854 | 0 | 988.8854 | 0 | 1004.5633 | 0 | 988.8854 | 0.21033 | 988.8854 | 0 | 988.8854 | 0 | 988.8854 | 0
| 1005.2721 | 0 | 989.1227 | 0 | 989.1227 | 0 | 1004.8063 | 0 | 989.1227 | 0.081361 | 989.1227 | 0 | 989.1227 | 0 | 989.1227 | 0
| 1005.516 | 0 | 989.36 | 0 | 989.36 | 0 | 1005.0494 | 0 | 989.36 | 0.20023 | 989.36 | 0 | 989.36 | 0 | 989.36 | 0
| 1005.7599 | 0 | 989.5973 | 0 | 989.5973 | 0 | 1005.2925 | 0 | 989.5973 | 0.080084 | 989.5973 | 0 | 989.5973 | 0 | 989.5973 | 0
| 1006.0038 | 0 | 989.8347 | 0 | 989.8347 | 0 | 1005.5356 | 0 | 989.8347 | 0.18864 | 989.8347 | 0 | 989.8347 | 0 | 989.8347 | 0
| 1006.2477 | 0 | 990.072 | 0 | 990.072 | 0 | 1005.7786 | 0 | 990.072 | 0.10366 | 990.072 | 0 | 990.072 | 0 | 990.072 | 0
| 1006.4916 | 0 | 990.3093 | 0 | 990.3093 | 0 | 1006.0217 | 0 | 990.3093 | 0.19057 | 990.3093 | 0 | 990.3093 | 0 | 990.3093 | 0
| 1006.7355 | 0 | 990.5466 | 0 | 990.5466 | 0 | 1006.2648 | 0 | 990.5466 | 0.089365 | 990.5466 | 0 | 990.5466 | 0 | 990.5466 | 0
| 1006.9794 | 0 | 990.784 | 0 | 990.784 | 0 | 1006.5079 | 0 | 990.784 | 0.1854 | 990.784 | 0 | 990.784 | 0 | 990.784 | 0
| 1007.2233 | 0 | 991.0214 | 0 | 991.0214 | 0 | 1006.751 | 0 | 991.0214 | 0.074289 | 991.0214 | 0 | 991.0214 | 0 | 991.0214 | 0
| 1007.4672 | 0 | 991.2587 | 0 | 991.2587 | 0 | 1006.9941 | 0 | 991.2587 | 0.19563 | 991.2587 | 0 | 991.2587 | 0 | 991.2587 | 0
| 1007.7112 | 0 | 991.4961 | 0 | 991.4961 | 0 | 1007.2372 | 0 | 991.4961 | 0.076898 | 991.4961 | 0 | 991.4961 | 0 | 991.4961 | 0
| 1007.9551 | 0 | 991.7335 | 0 | 991.7335 | 0 | 1007.4803 | 0 | 991.7335 | 0.1982 | 991.7335 | 0 | 991.7335 | 0 | 991.7335 | 0
| 1008.1991 | 0 | 991.9708 | 0 | 991.9708 | 0 | 1007.7234 | 0 | 991.9708 | 0.097292 | 991.9708 | 0 | 991.9708 | 0 | 991.9708 | 0
| 1008.443 | 0 | 992.2082 | 0 | 992.2082 | 0 | 1007.9666 | 0 | 992.2082 | 0.21448 | 992.2082 | 0 | 992.2082 | 0 | 992.2082 | 0
| 1008.687 | 0 | 992.4456 | 0 | 992.4456 | 0 | 1008.2097 | 0 | 992.4456 | 0.092908 | 992.4456 | 0 | 992.4456 | 0 | 992.4456 | 0
| 1008.9309 | 0 | 992.683 | 0 | 992.683 | 0 | 1008.4528 | 0 | 992.683 | 0.21471 | 992.683 | 0 | 992.683 | 0 | 992.683 | 0
| 1009.1749 | 0 | 992.9204 | 0 | 992.9204 | 0 | 1008.696 | 0 | 992.9204 | 0.081441 | 992.9204 | 0 | 992.9204 | 0 | 992.9204 | 0
| 1009.4189 | 0 | 993.1578 | 0 | 993.1578 | 0 | 1008.9391 | 0 | 993.1578 | 0.22182 | 993.1578 | 0 | 993.1578 | 0 | 993.1578 | 0
| 1009.6628 | 0 | 993.3952 | 0 | 993.3952 | 0 | 1009.1822 | 0 | 993.3952 | 0.070568 | 993.3952 | 0 | 993.3952 | 0 | 993.3952 | 0
| 1009.9068 | 0 | 993.6326 | 0 | 993.6326 | 0 | 1009.4254 | 0 | 993.6326 | 0.23261 | 993.6326 | 0 | 993.6326 | 0 | 993.6326 | 0
| 1010.1508 | 0 | 993.8701 | 0 | 993.8701 | 0 | 1009.6685 | 0 | 993.8701 | 0.11182 | 993.8701 | 0 | 993.8701 | 0 | 993.8701 | 0
| 1010.3948 | 0 | 994.1075 | 0 | 994.1075 | 0 | 1009.9117 | 0 | 994.1075 | 0.22213 | 994.1075 | 0 | 994.1075 | 0 | 994.1075 | 0
| 1010.6388 | 0 | 994.3449 | 0 | 994.3449 | 0 | 1010.1549 | 0 | 994.3449 | 0.08379 | 994.3449 | 0 | 994.3449 | 0 | 994.3449 | 0
| 1010.8828 | 0 | 994.5823 | 0 | 994.5823 | 0 | 1010.398 | 0 | 994.5823 | 0.21734 | 994.5823 | 0 | 994.5823 | 0 | 994.5823 | 0
| 1011.1268 | 0 | 994.8198 | 0 | 994.8198 | 0 | 1010.6412 | 0 | 994.8198 | 0.10383 | 994.8198 | 0 | 994.8198 | 0 | 994.8198 | 0
| 1011.3709 | 0 | 995.0573 | 0 | 995.0572 | 0 | 1010.8844 | 0 | 995.0573 | 0.2341 | 995.0573 | 0 | 995.0572 | 0 | 995.0573 | 0
| 1011.6149 | 0 | 995.2947 | 0 | 995.2947 | 0 | 1011.1275 | 0 | 995.2947 | 0.1152 | 995.2947 | 0 | 995.2947 | 0 | 995.2947 | 0
| 1011.8589 | 0 | 995.5322 | 0 | 995.5322 | 0 | 1011.3707 | 0 | 995.5322 | 0.1819 | 995.5322 | 0 | 995.5322 | 0 | 995.5322 | 0
| 1012.103 | 0 | 995.7696 | 0 | 995.7696 | 0 | 1011.6139 | 0 | 995.7696 | 0.096664 | 995.7696 | 0 | 995.7696 | 0 | 995.7696 | 0
| 1012.347 | 0 | 996.0071 | 0 | 996.0071 | 0 | 1011.8571 | 0 | 996.0071 | 0.24835 | 996.0071 | 0 | 996.0071 | 0 | 996.0071 | 0
| 1012.5911 | 0 | 996.2446 | 0 | 996.2446 | 0 | 1012.1003 | 0 | 996.2446 | 0.10465 | 996.2446 | 0 | 996.2446 | 0 | 996.2446 | 0
| 1012.8351 | 0 | 996.4821 | 0 | 996.4821 | 0 | 1012.3435 | 0 | 996.4821 | 0.22825 | 996.4821 | 0 | 996.4821 | 0 | 996.4821 | 0
| 1013.0792 | 0 | 996.7195 | 0 | 996.7195 | 0 | 1012.5867 | 0 | 996.7195 | 0.063422 | 996.7195 | 0 | 996.7195 | 0 | 996.7195 | 0
| 1013.3233 | 0 | 996.957 | 0 | 996.957 | 0 | 1012.8299 | 0 | 996.957 | 0.23918 | 996.957 | 0 | 996.957 | 0 | 996.957 | 0
| 1013.5673 | 0 | 997.1945 | 0 | 997.1945 | 0 | 1013.0731 | 0 | 997.1945 | 0.10033 | 997.1945 | 0 | 997.1945 | 0 | 997.1945 | 0
| 1013.8114 | 0 | 997.432 | 0 | 997.432 | 0 | 1013.3164 | 0 | 997.432 | 0.24892 | 997.432 | 0 | 997.432 | 0 | 997.432 | 0
| 1014.0555 | 0 | 997.6696 | 0 | 997.6696 | 0 | 1013.5596 | 0 | 997.6696 | 0.11546 | 997.6696 | 0 | 997.6696 | 0 | 997.6696 | 0
| 1014.2996 | 0 | 997.907 | 0 | 997.907 | 0 | 1013.8028 | 0 | 997.907 | 0.23714 | 997.907 | 0 | 997.907 | 0 | 997.907 | 0
| 1014.5437 | 0 | 998.1446 | 0 | 998.1446 | 0 | 1014.046 | 0 | 998.1446 | 0.085497 | 998.1446 | 0 | 998.1446 | 0 | 998.1446 | 0
| 1014.7878 | 0 | 998.3821 | 0 | 998.3821 | 0 | 1014.2893 | 0 | 998.3821 | 0.23408 | 998.3821 | 0 | 998.3821 | 0 | 998.3821 | 0
| 1015.0319 | 0 | 998.6196 | 0 | 998.6196 | 0 | 1014.5325 | 0 | 998.6196 | 0.1083 | 998.6196 | 0 | 998.6196 | 0 | 998.6196 | 0
| 1015.276 | 0 | 998.8572 | 0 | 998.8572 | 0 | 1014.7758 | 0 | 998.8572 | 0.27714 | 998.8572 | 0 | 998.8572 | 0 | 998.8572 | 0
| 1015.5201 | 0 | 999.0947 | 0 | 999.0947 | 0 | 1015.019 | 0 | 999.0947 | 0.10036 | 999.0947 | 0 | 999.0947 | 0 | 999.0947 | 0
| 1015.7643 | 0 | 999.3323 | 0 | 999.3323 | 0 | 1015.2623 | 0 | 999.3323 | 0.2537 | 999.3323 | 0 | 999.3323 | 0 | 999.3323 | 0
| 1016.0084 | 0 | 999.5698 | 0 | 999.5698 | 0 | 1015.5055 | 0 | 999.5698 | 0.093927 | 999.5698 | 0 | 999.5698 | 0 | 999.5698 | 0
| 1016.2525 | 0 | 999.8074 | 0 | 999.8074 | 0 | 1015.7488 | 0 | 999.8074 | 0.23653 | 999.8074 | 0 | 999.8074 | 0 | 999.8074 | 0
| 1016.4967 | 0 | 1000.0449 | 0 | 1000.0449 | 0 | 1015.9921 | 0 | 1000.0449 | 0.11803 | 1000.0449 | 0 | 1000.0449 | 0 | 1000.0449 | 0
| 1016.7408 | 0 | 1000.2825 | 0 | 1000.2825 | 0 | 1016.2354 | 0 | 1000.2825 | 0.26293 | 1000.2825 | 0 | 1000.2825 | 0 | 1000.2825 | 0
| 1016.985 | 0 | 1000.5201 | 0 | 1000.5201 | 0 | 1016.4786 | 0 | 1000.5201 | 0.10034 | 1000.5201 | 0 | 1000.5201 | 0 | 1000.5201 | 0
| 1017.2292 | 0 | 1000.7577 | 0 | 1000.7577 | 0 | 1016.7219 | 0 | 1000.7577 | 0.25734 | 1000.7577 | 0 | 1000.7577 | 0 | 1000.7577 | 0
| 1017.4733 | 0 | 1000.9952 | 0 | 1000.9952 | 0 | 1016.9652 | 0 | 1000.9952 | 0.11736 | 1000.9952 | 0 | 1000.9952 | 0 | 1000.9952 | 0
| 1017.7175 | 0 | 1001.2328 | 0 | 1001.2328 | 0 | 1017.2085 | 0 | 1001.2328 | 0.25182 | 1001.2328 | 0 | 1001.2328 | 0 | 1001.2328 | 0
| 1017.9617 | 0 | 1001.4705 | 0 | 1001.4705 | 0 | 1017.4518 | 0 | 1001.4705 | 0.12941 | 1001.4705 | 0 | 1001.4705 | 0 | 1001.4705 | 0
| 1018.2059 | 0 | 1001.7081 | 0 | 1001.7081 | 0 | 1017.6951 | 0 | 1001.7081 | 0.29363 | 1001.7081 | 0 | 1001.7081 | 0 | 1001.7081 | 0
| 1018.4501 | 0 | 1001.9457 | 0 | 1001.9457 | 0 | 1017.9384 | 0 | 1001.9457 | 0.1202 | 1001.9457 | 0 | 1001.9457 | 0 | 1001.9457 | 0
| 1018.6943 | 0 | 1002.1833 | 0 | 1002.1833 | 0 | 1018.1817 | 0 | 1002.1833 | 0.26099 | 1002.1833 | 0 | 1002.1833 | 0 | 1002.1833 | 0
| 1018.9385 | 0 | 1002.4209 | 0 | 1002.4209 | 0 | 1018.425 | 0 | 1002.4209 | 0.12083 | 1002.4209 | 0 | 1002.4209 | 0 | 1002.4209 | 0
| 1019.1827 | 0 | 1002.6585 | 0 | 1002.6585 | 0 | 1018.6683 | 0 | 1002.6585 | 0.28393 | 1002.6585 | 0 | 1002.6585 | 0 | 1002.6585 | 0
| 1019.4269 | 0 | 1002.8962 | 0 | 1002.8962 | 0 | 1018.9116 | 0 | 1002.8962 | 0.1213 | 1002.8962 | 0 | 1002.8962 | 0 | 1002.8962 | 0
| 1019.6711 | 0 | 1003.1338 | 0 | 1003.1338 | 0 | 1019.155 | 0 | 1003.1338 | 0.25239 | 1003.1338 | 0 | 1003.1338 | 0 | 1003.1338 | 0
| 1019.9153 | 0 | 1003.3714 | 0 | 1003.3714 | 0 | 1019.3983 | 0 | 1003.3714 | 0.10104 | 1003.3714 | 0 | 1003.3714 | 0 | 1003.3714 | 0
| 1020.1596 | 0 | 1003.6091 | 0 | 1003.6091 | 0 | 1019.6416 | 0 | 1003.6091 | 0.30087 | 1003.6091 | 0 | 1003.6091 | 0 | 1003.6091 | 0
| 1020.4038 | 0 | 1003.8467 | 0 | 1003.8467 | 0 | 1019.885 | 0 | 1003.8467 | 0.14805 | 1003.8467 | 0 | 1003.8467 | 0 | 1003.8467 | 0
| 1020.6481 | 0 | 1004.0844 | 0 | 1004.0844 | 0 | 1020.1283 | 0 | 1004.0844 | 0.29517 | 1004.0844 | 0 | 1004.0844 | 0 | 1004.0844 | 0
| 1020.8923 | 0 | 1004.322 | 0 | 1004.322 | 0 | 1020.3717 | 0 | 1004.322 | 0.1215 | 1004.322 | 0 | 1004.322 | 0 | 1004.322 | 0
| 1021.1366 | 0 | 1004.5597 | 0 | 1004.5597 | 0 | 1020.615 | 0 | 1004.5597 | 0.30295 | 1004.5597 | 0 | 1004.5597 | 0 | 1004.5597 | 0
| 1021.3808 | 0 | 1004.7974 | 0 | 1004.7974 | 0 | 1020.8584 | 0 | 1004.7974 | 0.17956 | 1004.7974 | 0 | 1004.7974 | 0 | 1004.7974 | 0
| 1021.6251 | 0 | 1005.0351 | 0 | 1005.0351 | 0 | 1021.1017 | 0 | 1005.0351 | 0.29534 | 1005.0351 | 0 | 1005.0351 | 0 | 1005.0351 | 0
| 1021.8694 | 0 | 1005.2728 | 0 | 1005.2728 | 0 | 1021.3451 | 0 | 1005.2728 | 0.12677 | 1005.2728 | 0 | 1005.2728 | 0 | 1005.2728 | 0
| 1022.1137 | 0 | 1005.5104 | 0 | 1005.5104 | 0 | 1021.5885 | 0 | 1005.5104 | 0.28449 | 1005.5104 | 0 | 1005.5104 | 0 | 1005.5104 | 0
| 1022.3579 | 0 | 1005.7482 | 0 | 1005.7482 | 0 | 1021.8319 | 0 | 1005.7482 | 0.11114 | 1005.7482 | 0 | 1005.7482 | 0 | 1005.7482 | 0
| 1022.6023 | 0 | 1005.9858 | 0 | 1005.9858 | 0 | 1022.0752 | 0 | 1005.9858 | 0.24402 | 1005.9858 | 0 | 1005.9858 | 0 | 1005.9858 | 0
| 1022.8465 | 0 | 1006.2236 | 0 | 1006.2236 | 0 | 1022.3186 | 0 | 1006.2236 | 0.16244 | 1006.2236 | 0 | 1006.2236 | 0 | 1006.2236 | 0
| 1023.0909 | 0 | 1006.4612 | 0 | 1006.4612 | 0 | 1022.562 | 0 | 1006.4612 | 0.29435 | 1006.4612 | 0 | 1006.4612 | 0 | 1006.4612 | 0
| 1023.3352 | 0 | 1006.699 | 0 | 1006.699 | 0 | 1022.8054 | 0 | 1006.699 | 0.15164 | 1006.699 | 0 | 1006.699 | 0 | 1006.699 | 0
| 1023.5795 | 0 | 1006.9367 | 0 | 1006.9367 | 0 | 1023.0488 | 0 | 1006.9367 | 0.29455 | 1006.9367 | 0 | 1006.9367 | 0 | 1006.9367 | 0
| 1023.8238 | 0 | 1007.1744 | 0 | 1007.1744 | 0 | 1023.2922 | 0 | 1007.1744 | 0.13962 | 1007.1744 | 0 | 1007.1744 | 0 | 1007.1744 | 0
| 1024.0681 | 0 | 1007.4122 | 0 | 1007.4122 | 0 | 1023.5356 | 0 | 1007.4122 | 0.31272 | 1007.4122 | 0 | 1007.4122 | 0 | 1007.4122 | 0
| 1024.3125 | 0 | 1007.6499 | 0 | 1007.6499 | 0 | 1023.779 | 0 | 1007.6499 | 0.15051 | 1007.6499 | 0 | 1007.6499 | 0 | 1007.6499 | 0
| 1024.5568 | 0 | 1007.8876 | 0 | 1007.8876 | 0 | 1024.0224 | 0 | 1007.8876 | 0.29641 | 1007.8876 | 0 | 1007.8876 | 0 | 1007.8876 | 0
| 1024.8011 | 0 | 1008.1254 | 0 | 1008.1254 | 0 | 1024.2658 | 0 | 1008.1254 | 0.00024227 | 1008.1254 | 0 | 1008.1254 | 0 | 1008.1254 | 0
| 1025.0455 | 0 | 1008.3632 | 0 | 1008.3632 | 0 | 1024.5093 | 0 | 1008.3632 | 0.0003858 | 1008.3632 | 0 | 1008.3632 | 0 | 1008.3632 | 0
| 1025.2898 | 0 | 1008.6009 | 0 | 1008.6009 | 0 | 1024.7527 | 0 | 1008.6009 | 0.00020525 | 1008.6009 | 0 | 1008.6009 | 0 | 1008.6009 | 0
| 1025.5342 | 0 | 1008.8387 | 0 | 1008.8387 | 0 | 1024.9961 | 0 | 1008.8387 | 0.00043464 | 1008.8387 | 0 | 1008.8387 | 0 | 1008.8387 | 0
| 1025.7786 | 0 | 1009.0765 | 0 | 1009.0765 | 0 | 1025.2395 | 0 | 1009.0765 | 0.00021611 | 1009.0765 | 0 | 1009.0765 | 0 | 1009.0765 | 0
| 1026.023 | 0 | 1009.3142 | 0 | 1009.3142 | 0 | 1025.483 | 0 | 1009.3142 | 0.00043729 | 1009.3142 | 0 | 1009.3142 | 0 | 1009.3142 | 0
| 1026.2673 | 0 | 1009.552 | 0 | 1009.552 | 0 | 1025.7264 | 0 | 1009.552 | 0.00020628 | 1009.552 | 0 | 1009.552 | 0 | 1009.552 | 0
| 1026.5117 | 0 | 1009.7898 | 0 | 1009.7898 | 0 | 1025.9699 | 0 | 1009.7898 | 0.00036012 | 1009.7898 | 0 | 1009.7898 | 0 | 1009.7898 | 0
| 1026.7561 | 0 | 1010.0276 | 0 | 1010.0276 | 0 | 1026.2133 | 0 | 1010.0276 | -0.00010939 | 1010.0276 | 0 | 1010.0276 | 0 | 1010.0276 | 0
| 1027.0005 | 0 | 1010.2654 | 0 | 1010.2654 | 0 | 1026.4568 | 0 | 1010.2654 | 0.00010464 | 1010.2654 | 0 | 1010.2654 | 0 | 1010.2654 | 0
| 1027.2449 | 0 | 1010.5032 | 0 | 1010.5032 | 0 | 1026.7002 | 0 | 1010.5032 | -6.535e-05 | 1010.5032 | 0 | 1010.5032 | 0 | 1010.5032 | 0
| 1027.4893 | 0 | 1010.741 | 0 | 1010.741 | 0 | 1026.9437 | 0 | 1010.741 | 0.0001444 | 1010.741 | 0 | 1010.741 | 0 | 1010.741 | 0
| 1027.7337 | 0 | 1010.9788 | 0 | 1010.9788 | 0 | 1027.1872 | 0 | 1010.9788 | -0.00011806 | 1010.9788 | 0 | 1010.9788 | 0 | 1010.9788 | 0
| 1027.9781 | 0 | 1011.2166 | 0 | 1011.2166 | 0 | 1027.4306 | 0 | 1011.2166 | 0.00014754 | 1011 | 0 | 1011.2166 | 0 | 1011 | 0

## Normalized Spectra
LED Item # | MWWHL4 |  |  | MWWHLP2 |  |  | MWUVL1 |  |  | MNWHL4 |  |  | MCWHL7 |  |  | MCWHLP2 |  |  | MCWHL8 |  |  | MCWHLP3
Spectra | Wavelength (nm) | Normalized Intensity |  | Wavelength (nm) | Normalized Intensity |  | Wavelength (nm) | Normalized Intensity |  | Wavelength (nm) | Normalized Intensity |  | Wavelength (nm) | Normalized Intensity |  | Wavelength (nm) | Normalized Intensity |  | Wavelength (nm) | Normalized Intensity |  | Wavelength (nm) | Normalized Intensity
| 200.0376 | 0 | 2.0279 | 199.7603 | 0 | 2.0171 | 199.7603 | 0 | 2.0171 | 199.9755 | 0 | 2.0154 | 199.7603 | 8.0024e-05 | 2.0171 | 199.7603 | 0 | 2.0171 | 199.7603 | 0 | 2.0171 | 199.7603 | 0 | 2.0171
| 200.2403 | 0 |  | 199.9619 | 0 |  | 199.9619 | 0 |  | 200.1769 | 0 |  | 199.9619 | 4.6573e-05 |  | 199.9619 | 0 |  | 199.9619 | 0 |  | 199.9619 | 0
| 200.443 | 0 |  | 200.1636 | 0 |  | 200.1636 | 0 |  | 200.3784 | 0 |  | 200.1636 | 7.7277e-05 |  | 200.1636 | 0 |  | 200.1636 | 0 |  | 200.1636 | 0
| 200.6458 | 0 |  | 200.3652 | 0 |  | 200.3652 | 0 |  | 200.5799 | 0 |  | 200.3652 | 5.468e-05 |  | 200.3652 | 0 |  | 200.3652 | 0 |  | 200.3652 | 0
| 200.8485 | 0 |  | 200.5669 | 0 |  | 200.5669 | 0 |  | 200.7814 | 0 |  | 200.5669 | 7.5653e-05 |  | 200.5669 | 0 |  | 200.5669 | 0 |  | 200.5669 | 0
| 201.0513 | 0 |  | 200.7686 | 0 |  | 200.7686 | 0 |  | 200.9829 | 0 |  | 200.7686 | 5.2821e-05 |  | 200.7686 | 0 |  | 200.7686 | 0 |  | 200.7686 | 0
| 201.2541 | 0 |  | 200.9704 | 0 |  | 200.9703 | 0 |  | 201.1845 | 0 |  | 200.9704 | 7.4651e-05 |  | 200.9704 | 0 |  | 200.9703 | 0 |  | 200.9704 | 0
| 201.4569 | 0 |  | 201.1721 | 0 |  | 201.1721 | 0 |  | 201.3861 | 0 |  | 201.1721 | 4.6102e-05 |  | 201.1721 | 0 |  | 201.1721 | 0 |  | 201.1721 | 0
| 201.6598 | 0 |  | 201.3738 | 0 |  | 201.3738 | 0 |  | 201.5876 | 0 |  | 201.3738 | 7.8442e-05 |  | 201.3738 | 0 |  | 201.3738 | 0 |  | 201.3738 | 0
| 201.8626 | 0 |  | 201.5756 | 0 |  | 201.5756 | 0 |  | 201.7893 | 0 |  | 201.5756 | 5.1296e-05 |  | 201.5756 | 0 |  | 201.5756 | 0 |  | 201.5756 | 0
| 202.0655 | 0 |  | 201.7774 | 0 |  | 201.7774 | 0 |  | 201.9909 | 0 |  | 201.7774 | 7.1583e-05 |  | 201.7774 | 0 |  | 201.7774 | 0 |  | 201.7774 | 0
| 202.2683 | 0 |  | 201.9792 | 0 |  | 201.9792 | 0 |  | 202.1925 | 0 |  | 201.9792 | 4.6046e-05 |  | 201.9792 | 0 |  | 201.9792 | 0 |  | 201.9792 | 0
| 202.4712 | 0 |  | 202.181 | 0 |  | 202.181 | 0 |  | 202.3942 | 0 |  | 202.181 | 7.8218e-05 |  | 202.181 | 0 |  | 202.181 | 0 |  | 202.181 | 0
| 202.6742 | 0 |  | 202.3828 | 0 |  | 202.3828 | 0 |  | 202.5959 | 0 |  | 202.3828 | 4.946e-05 |  | 202.3828 | 0 |  | 202.3828 | 0 |  | 202.3828 | 0
| 202.8771 | 0 |  | 202.5846 | 0 |  | 202.5846 | 0 |  | 202.7976 | 0 |  | 202.5846 | 7.4704e-05 |  | 202.5846 | 0 |  | 202.5846 | 0 |  | 202.5846 | 0
| 203.08 | 0 |  | 202.7865 | 0 |  | 202.7865 | 0 |  | 202.9993 | 0 |  | 202.7865 | 4.9272e-05 |  | 202.7865 | 0 |  | 202.7865 | 0 |  | 202.7865 | 0
| 203.283 | 0 |  | 202.9884 | 0 |  | 202.9884 | 0 |  | 203.201 | 0 |  | 202.9884 | 7.7837e-05 |  | 202.9884 | 0 |  | 202.9884 | 0 |  | 202.9884 | 0
| 203.486 | 0 |  | 203.1902 | 0 |  | 203.1902 | 0 |  | 203.4028 | 0 |  | 203.1902 | 4.9604e-05 |  | 203.1902 | 0 |  | 203.1902 | 0 |  | 203.1902 | 0
| 203.689 | 0 |  | 203.3921 | 0 |  | 203.3921 | 0 |  | 203.6045 | 0 |  | 203.3921 | 7.4757e-05 |  | 203.3921 | 0 |  | 203.3921 | 0 |  | 203.3921 | 0
| 203.892 | 0 |  | 203.594 | 0 |  | 203.594 | 0 |  | 203.8064 | 0 |  | 203.594 | 4.4958e-05 |  | 203.594 | 0 |  | 203.594 | 0 |  | 203.594 | 0
| 204.0951 | 0 |  | 203.796 | 0 |  | 203.796 | 0 |  | 204.0082 | 0 |  | 203.796 | 7.5277e-05 |  | 203.796 | 0 |  | 203.796 | 0 |  | 203.796 | 0
| 204.2981 | 0 |  | 203.9979 | 0 |  | 203.9979 | 0 |  | 204.21 | 0 |  | 203.9979 | 4.7958e-05 |  | 203.9979 | 0 |  | 203.9979 | 0 |  | 203.9979 | 0
| 204.5012 | 0 |  | 204.1998 | 0 |  | 204.1998 | 0 |  | 204.4118 | 0 |  | 204.1998 | 7.9318e-05 |  | 204.1998 | 0 |  | 204.1998 | 0 |  | 204.1998 | 0
| 204.7043 | 0 |  | 204.4018 | 0 |  | 204.4018 | 0 |  | 204.6137 | 0 |  | 204.4018 | 5.1047e-05 |  | 204.4018 | 0 |  | 204.4018 | 0 |  | 204.4018 | 0
| 204.9074 | 0 |  | 204.6038 | 0 |  | 204.6038 | 0 |  | 204.8156 | 0 |  | 204.6038 | 7.5793e-05 |  | 204.6038 | 0 |  | 204.6038 | 0 |  | 204.6038 | 0
| 205.1105 | 0 |  | 204.8058 | 0 |  | 204.8058 | 0 |  | 205.0175 | 0 |  | 204.8058 | 4.7887e-05 |  | 204.8058 | 0 |  | 204.8058 | 0 |  | 204.8058 | 0
| 205.3136 | 0 |  | 205.0078 | 0 |  | 205.0078 | 0 |  | 205.2194 | 0 |  | 205.0078 | 7.589e-05 |  | 205.0078 | 0 |  | 205.0078 | 0 |  | 205.0078 | 0
| 205.5168 | 0 |  | 205.2098 | 0 |  | 205.2098 | 0 |  | 205.4214 | 0 |  | 205.2098 | 4.8261e-05 |  | 205.2098 | 0 |  | 205.2098 | 0 |  | 205.2098 | 0
| 205.72 | 0 |  | 205.4118 | 0 |  | 205.4118 | 0 |  | 205.6233 | 0 |  | 205.4118 | 7.4165e-05 |  | 205.4118 | 0 |  | 205.4118 | 0 |  | 205.4118 | 0
| 205.9232 | 0 |  | 205.6139 | 0 |  | 205.6139 | 0 |  | 205.8253 | 0 |  | 205.6139 | 4.4746e-05 |  | 205.6139 | 0 |  | 205.6139 | 0 |  | 205.6139 | 0
| 206.1264 | 0 |  | 205.816 | 0 |  | 205.816 | 0 |  | 206.0273 | 0 |  | 205.816 | 8.1784e-05 |  | 205.816 | 0 |  | 205.816 | 0 |  | 205.816 | 0
| 206.3296 | 0 |  | 206.0181 | 0 |  | 206.018 | 0 |  | 206.2293 | 0 |  | 206.0181 | 4.4815e-05 |  | 206.0181 | 0 |  | 206.018 | 0 |  | 206.0181 | 0
| 206.5328 | 0 |  | 206.2202 | 0 |  | 206.2201 | 0 |  | 206.4314 | 0 |  | 206.2202 | 7.735e-05 |  | 206.2202 | 0 |  | 206.2201 | 0 |  | 206.2202 | 0
| 206.7361 | 0 |  | 206.4223 | 0 |  | 206.4223 | 0 |  | 206.6334 | 0 |  | 206.4223 | 5.2275e-05 |  | 206.4223 | 0 |  | 206.4223 | 0 |  | 206.4223 | 0
| 206.9394 | 0 |  | 206.6244 | 0 |  | 206.6244 | 0 |  | 206.8355 | 0 |  | 206.6244 | 7.8801e-05 |  | 206.6244 | 0 |  | 206.6244 | 0 |  | 206.6244 | 0
| 207.1427 | 0 |  | 206.8265 | 0 |  | 206.8265 | 0 |  | 207.0376 | 0 |  | 206.8265 | 4.608e-05 |  | 206.8265 | 0 |  | 206.8265 | 0 |  | 206.8265 | 0
| 207.346 | 0 |  | 207.0287 | 0 |  | 207.0287 | 0 |  | 207.2397 | 0 |  | 207.0287 | 7.5613e-05 |  | 207.0287 | 0 |  | 207.0287 | 0 |  | 207.0287 | 0
| 207.5493 | 0 |  | 207.2308 | 0 |  | 207.2308 | 0 |  | 207.4418 | 0 |  | 207.2308 | 5.2466e-05 |  | 207.2308 | 0 |  | 207.2308 | 0 |  | 207.2308 | 0
| 207.7526 | 0 |  | 207.433 | 0 |  | 207.433 | 0 |  | 207.644 | 0 |  | 207.433 | 8.0951e-05 |  | 207.433 | 0 |  | 207.433 | 0 |  | 207.433 | 0
| 207.956 | 0 |  | 207.6352 | 0 |  | 207.6352 | 0 |  | 207.8462 | 0 |  | 207.6352 | 4.71e-05 |  | 207.6352 | 0 |  | 207.6352 | 0 |  | 207.6352 | 0
| 208.1594 | 0 |  | 207.8374 | 0 |  | 207.8374 | 0 |  | 208.0483 | 0 |  | 207.8374 | 7.857e-05 |  | 207.8374 | 0 |  | 207.8374 | 0 |  | 207.8374 | 0
| 208.3628 | 0 |  | 208.0397 | 0 |  | 208.0397 | 0 |  | 208.2506 | 0 |  | 208.0397 | 4.4217e-05 |  | 208.0397 | 0 |  | 208.0397 | 0 |  | 208.0397 | 0
| 208.5662 | 0 |  | 208.2419 | 0 |  | 208.2419 | 0 |  | 208.4528 | 0 |  | 208.2419 | 8.5108e-05 |  | 208.2419 | 0 |  | 208.2419 | 0 |  | 208.2419 | 0
| 208.7696 | 0 |  | 208.4442 | 0 |  | 208.4442 | 0 |  | 208.655 | 0 |  | 208.4442 | 4.8781e-05 |  | 208.4442 | 0 |  | 208.4442 | 0 |  | 208.4442 | 0
| 208.9731 | 0 |  | 208.6464 | 0 |  | 208.6464 | 0 |  | 208.8573 | 0 |  | 208.6464 | 7.2171e-05 |  | 208.6464 | 0 |  | 208.6464 | 0 |  | 208.6464 | 0
| 209.1765 | 0 |  | 208.8487 | 0 |  | 208.8487 | 0 |  | 209.0596 | 0 |  | 208.8487 | 5.1226e-05 |  | 208.8487 | 0 |  | 208.8487 | 0 |  | 208.8487 | 0
| 209.38 | 0 |  | 209.051 | 0 |  | 209.051 | 0 |  | 209.2619 | 0 |  | 209.051 | 7.3503e-05 |  | 209.051 | 0 |  | 209.051 | 0 |  | 209.051 | 0
| 209.5835 | 0 |  | 209.2533 | 0 |  | 209.2533 | 0 |  | 209.4642 | 0 |  | 209.2533 | 5.0202e-05 |  | 209.2533 | 0 |  | 209.2533 | 0 |  | 209.2533 | 0
| 209.787 | 0 |  | 209.4556 | 0 |  | 209.4556 | 0 |  | 209.6665 | 0 |  | 209.4556 | 7.7752e-05 |  | 209.4556 | 0 |  | 209.4556 | 0 |  | 209.4556 | 0
| 209.9905 | 0 |  | 209.658 | 0 |  | 209.658 | 0 |  | 209.8689 | 0 |  | 209.658 | 5.58e-05 |  | 209.658 | 0 |  | 209.658 | 0 |  | 209.658 | 0
| 210.1941 | 0 |  | 209.8603 | 0 |  | 209.8603 | 0 |  | 210.0712 | 0 |  | 209.8603 | 8.126e-05 |  | 209.8603 | 0 |  | 209.8603 | 0 |  | 209.8603 | 0
| 210.3977 | 0 |  | 210.0627 | 0 |  | 210.0627 | 0 |  | 210.2736 | 0 |  | 210.0627 | 4.656e-05 |  | 210.0627 | 0 |  | 210.0627 | 0 |  | 210.0627 | 0
| 210.6012 | 0 |  | 210.2651 | 0 |  | 210.2651 | 0 |  | 210.476 | 0 |  | 210.2651 | 7.7653e-05 |  | 210.2651 | 0 |  | 210.2651 | 0 |  | 210.2651 | 0
| 210.8048 | 0 |  | 210.4675 | 0 |  | 210.4675 | 0 |  | 210.6785 | 0 |  | 210.4675 | 4.6628e-05 |  | 210.4675 | 0 |  | 210.4675 | 0 |  | 210.4675 | 0
| 211.0085 | 0 |  | 210.6699 | 0 |  | 210.6699 | 0 |  | 210.8809 | 0 |  | 210.6699 | 7.0382e-05 |  | 210.6699 | 0 |  | 210.6699 | 0 |  | 210.6699 | 0
| 211.2121 | 0 |  | 210.8723 | 0 |  | 210.8723 | 0 |  | 211.0834 | 0 |  | 210.8723 | 4.6486e-05 |  | 210.8723 | 0 |  | 210.8723 | 0 |  | 210.8723 | 0
| 211.4157 | 0 |  | 211.0748 | 0 |  | 211.0747 | 0 |  | 211.2859 | 0 |  | 211.0748 | 7.6113e-05 |  | 211.0748 | 0 |  | 211.0747 | 0 |  | 211.0748 | 0
| 211.6194 | 0 |  | 211.2772 | 0 |  | 211.2772 | 0 |  | 211.4884 | 0 |  | 211.2772 | 4.5007e-05 |  | 211.2772 | 0 |  | 211.2772 | 0 |  | 211.2772 | 0
| 211.8231 | 0 |  | 211.4797 | 0 |  | 211.4797 | 0 |  | 211.6909 | 0 |  | 211.4797 | 7.5972e-05 |  | 211.4797 | 0 |  | 211.4797 | 0 |  | 211.4797 | 0
| 212.0268 | 0 |  | 211.6822 | 0 |  | 211.6822 | 0 |  | 211.8934 | 0 |  | 211.6822 | 5.0469e-05 |  | 211.6822 | 0 |  | 211.6822 | 0 |  | 211.6822 | 0
| 212.2305 | 0 |  | 211.8847 | 0 |  | 211.8847 | 0 |  | 212.096 | 0 |  | 211.8847 | 7.3475e-05 |  | 211.8847 | 0 |  | 211.8847 | 0 |  | 211.8847 | 0
| 212.4342 | 0 |  | 212.0872 | 0 |  | 212.0872 | 0 |  | 212.2986 | 0 |  | 212.0872 | 4.5123e-05 |  | 212.0872 | 0 |  | 212.0872 | 0 |  | 212.0872 | 0
| 212.638 | 0 |  | 212.2897 | 0 |  | 212.2897 | 0 |  | 212.5012 | 0 |  | 212.2897 | 6.959e-05 |  | 212.2897 | 0 |  | 212.2897 | 0 |  | 212.2897 | 0
| 212.8417 | 0 |  | 212.4922 | 0 |  | 212.4922 | 0 |  | 212.7038 | 0 |  | 212.4922 | 4.6639e-05 |  | 212.4922 | 0 |  | 212.4922 | 0 |  | 212.4922 | 0
| 213.0455 | 0 |  | 212.6948 | 0 |  | 212.6948 | 0 |  | 212.9064 | 0 |  | 212.6948 | 6.9407e-05 |  | 212.6948 | 0 |  | 212.6948 | 0 |  | 212.6948 | 0
| 213.2493 | 0 |  | 212.8974 | 0 |  | 212.8973 | 0 |  | 213.1091 | 0 |  | 212.8974 | 4.9398e-05 |  | 212.8974 | 0 |  | 212.8973 | 0 |  | 212.8974 | 0
| 213.4532 | 0 |  | 213.0999 | 0 |  | 213.1 | 0 |  | 213.3117 | 0 |  | 213.0999 | 7.4227e-05 |  | 213.0999 | 0 |  | 213.1 | 0 |  | 213.0999 | 0
| 213.657 | 0 |  | 213.3025 | 0 |  | 213.3025 | 0 |  | 213.5144 | 0 |  | 213.3025 | 4.8703e-05 |  | 213.3025 | 0 |  | 213.3025 | 0 |  | 213.3025 | 0
| 213.8608 | 0 |  | 213.5052 | 0 |  | 213.5052 | 0 |  | 213.7171 | 0 |  | 213.5052 | 7.1024e-05 |  | 213.5052 | 0 |  | 213.5052 | 0 |  | 213.5052 | 0
| 214.0647 | 0 |  | 213.7078 | 0 |  | 213.7078 | 0 |  | 213.9199 | 0 |  | 213.7078 | 4.502e-05 |  | 213.7078 | 0 |  | 213.7078 | 0 |  | 213.7078 | 0
| 214.2686 | 0 |  | 213.9104 | 0 |  | 213.9104 | 0 |  | 214.1226 | 0 |  | 213.9104 | 7.1813e-05 |  | 213.9104 | 0 |  | 213.9104 | 0 |  | 213.9104 | 0
| 214.4725 | 0 |  | 214.1131 | 0 |  | 214.1131 | 0 |  | 214.3254 | 0 |  | 214.1131 | 4.6056e-05 |  | 214.1131 | 0 |  | 214.1131 | 0 |  | 214.1131 | 0
| 214.6764 | 0 |  | 214.3158 | 0 |  | 214.3158 | 0 |  | 214.5282 | 0 |  | 214.3158 | 7.2045e-05 |  | 214.3158 | 0 |  | 214.3158 | 0 |  | 214.3158 | 0
| 214.8804 | 0 |  | 214.5184 | 0 |  | 214.5184 | 0 |  | 214.731 | 0 |  | 214.5184 | 4.9891e-05 |  | 214.5184 | 0 |  | 214.5184 | 0 |  | 214.5184 | 0
| 215.0843 | 0 |  | 214.7211 | 0 |  | 214.7211 | 0 |  | 214.9338 | 0 |  | 214.7211 | 7.3813e-05 |  | 214.7211 | 0 |  | 214.7211 | 0 |  | 214.7211 | 0
| 215.2883 | 0 |  | 214.9238 | 0 |  | 214.9238 | 0 |  | 215.1366 | 0 |  | 214.9238 | 4.8626e-05 |  | 214.9238 | 0 |  | 214.9238 | 0 |  | 214.9238 | 0
| 215.4923 | 0 |  | 215.1266 | 0 |  | 215.1266 | 0 |  | 215.3395 | 0 |  | 215.1266 | 6.4832e-05 |  | 215.1266 | 0 |  | 215.1266 | 0 |  | 215.1266 | 0
| 215.6963 | 0 |  | 215.3293 | 0 |  | 215.3293 | 0 |  | 215.5423 | 0 |  | 215.3293 | 4.7789e-05 |  | 215.3293 | 0 |  | 215.3293 | 0 |  | 215.3293 | 0
| 215.9003 | 0 |  | 215.5321 | 0 |  | 215.5321 | 0 |  | 215.7452 | 0 |  | 215.5321 | 6.8773e-05 |  | 215.5321 | 0 |  | 215.5321 | 0 |  | 215.5321 | 0
| 216.1043 | 0 |  | 215.7348 | 0 |  | 215.7348 | 0 |  | 215.9481 | 0 |  | 215.7348 | 4.1247e-05 |  | 215.7348 | 0 |  | 215.7348 | 0 |  | 215.7348 | 0
| 216.3084 | 0 |  | 215.9376 | 0 |  | 215.9376 | 0 |  | 216.1511 | 0 |  | 215.9376 | 6.9188e-05 |  | 215.9376 | 0 |  | 215.9376 | 0 |  | 215.9376 | 0
| 216.5125 | 0 |  | 216.1404 | 0 |  | 216.1404 | 0 |  | 216.354 | 0 |  | 216.1404 | 4.3773e-05 |  | 216.1404 | 0 |  | 216.1404 | 0 |  | 216.1404 | 0
| 216.7166 | 0 |  | 216.3432 | 0 |  | 216.3432 | 0 |  | 216.557 | 0 |  | 216.3432 | 7.0895e-05 |  | 216.3432 | 0 |  | 216.3432 | 0 |  | 216.3432 | 0
| 216.9207 | 0 |  | 216.5461 | 0 |  | 216.5461 | 0 |  | 216.76 | 0 |  | 216.5461 | 4.4706e-05 |  | 216.5461 | 0 |  | 216.5461 | 0 |  | 216.5461 | 0
| 217.1248 | 0 |  | 216.7489 | 0 |  | 216.7489 | 0 |  | 216.963 | 0 |  | 216.7489 | 6.917e-05 |  | 216.7489 | 0 |  | 216.7489 | 0 |  | 216.7489 | 0
| 217.3289 | 0 |  | 216.9518 | 0 |  | 216.9518 | 0 |  | 217.166 | 0 |  | 216.9518 | 3.9845e-05 |  | 216.9518 | 0 |  | 216.9518 | 0 |  | 216.9518 | 0
| 217.5331 | 0 |  | 217.1546 | 0 |  | 217.1546 | 0 |  | 217.369 | 0 |  | 217.1546 | 7.4756e-05 |  | 217.1546 | 0 |  | 217.1546 | 0 |  | 217.1546 | 0
| 217.7372 | 0 |  | 217.3575 | 0 |  | 217.3575 | 0 |  | 217.5721 | 0 |  | 217.3575 | 3.9465e-05 |  | 217.3575 | 0 |  | 217.3575 | 0 |  | 217.3575 | 0
| 217.9414 | 0 |  | 217.5604 | 0 |  | 217.5604 | 0 |  | 217.7752 | 0 |  | 217.5604 | 6.7595e-05 |  | 217.5604 | 0 |  | 217.5604 | 0 |  | 217.5604 | 0
| 218.1456 | 0 |  | 217.7633 | 0 |  | 217.7633 | 0 |  | 217.9783 | 0 |  | 217.7633 | 3.8121e-05 |  | 217.7633 | 0 |  | 217.7633 | 0 |  | 217.7633 | 0
| 218.3499 | 0 |  | 217.9662 | 0 |  | 217.9662 | 0 |  | 218.1814 | 0 |  | 217.9662 | 7.0981e-05 |  | 217.9662 | 0 |  | 217.9662 | 0 |  | 217.9662 | 0
| 218.5541 | 0 |  | 218.1692 | 0 |  | 218.1692 | 0 |  | 218.3845 | 0 |  | 218.1692 | 4.1784e-05 |  | 218.1692 | 0 |  | 218.1692 | 0 |  | 218.1692 | 0
| 218.7584 | 0 |  | 218.3721 | 0 |  | 218.3721 | 0 |  | 218.5877 | 0 |  | 218.3721 | 6.6401e-05 |  | 218.3721 | 0 |  | 218.3721 | 0 |  | 218.3721 | 0
| 218.9626 | 0 |  | 218.5751 | 0 |  | 218.5751 | 0 |  | 218.7908 | 0 |  | 218.5751 | 4.0791e-05 |  | 218.5751 | 0 |  | 218.5751 | 0 |  | 218.5751 | 0
| 219.1669 | 0 |  | 218.7781 | 0 |  | 218.7781 | 0 |  | 218.994 | 0 |  | 218.7781 | 6.6131e-05 |  | 218.7781 | 0 |  | 218.7781 | 0 |  | 218.7781 | 0
| 219.3712 | 0 |  | 218.9811 | 0 |  | 218.9811 | 0 |  | 219.1972 | 0 |  | 218.9811 | 3.8605e-05 |  | 218.9811 | 0 |  | 218.9811 | 0 |  | 218.9811 | 0
| 219.5756 | 0 |  | 219.1841 | 0 |  | 219.1841 | 0 |  | 219.4005 | 0 |  | 219.1841 | 6.7373e-05 |  | 219.1841 | 0 |  | 219.1841 | 0 |  | 219.1841 | 0
| 219.7799 | 0 |  | 219.3871 | 0 |  | 219.3871 | 0 |  | 219.6037 | 0 |  | 219.3871 | 4.6527e-05 |  | 219.3871 | 0 |  | 219.3871 | 0 |  | 219.3871 | 0
| 219.9843 | 0 |  | 219.5901 | 0 |  | 219.5901 | 0 |  | 219.807 | 0 |  | 219.5901 | 7.6098e-05 |  | 219.5901 | 0 |  | 219.5901 | 0 |  | 219.5901 | 0
| 220.1886 | 0 |  | 219.7932 | 0 |  | 219.7932 | 0 |  | 220.0102 | 0 |  | 219.7932 | 4.2319e-05 |  | 219.7932 | 0 |  | 219.7932 | 0 |  | 219.7932 | 0
| 220.393 | 0 |  | 219.9963 | 0 |  | 219.9963 | 0 |  | 220.2135 | 0 |  | 219.9963 | 6.9571e-05 |  | 219.9963 | 0 |  | 219.9963 | 0 |  | 219.9963 | 0
| 220.5974 | 0 |  | 220.1994 | 0 |  | 220.1994 | 0 |  | 220.4169 | 0 |  | 220.1994 | 4.3002e-05 |  | 220.1994 | 0 |  | 220.1994 | 0 |  | 220.1994 | 0
| 220.8019 | 0 |  | 220.4025 | 0 |  | 220.4025 | 0 |  | 220.6202 | 0 |  | 220.4025 | 6.8157e-05 |  | 220.4025 | 0 |  | 220.4025 | 0 |  | 220.4025 | 0
| 221.0063 | 0 |  | 220.6056 | 0 |  | 220.6056 | 0 |  | 220.8235 | 0 |  | 220.6056 | 4.2049e-05 |  | 220.6056 | 0 |  | 220.6056 | 0 |  | 220.6056 | 0
| 221.2108 | 0 |  | 220.8087 | 0 |  | 220.8087 | 0 |  | 221.0269 | 0 |  | 220.8087 | 6.8397e-05 |  | 220.8087 | 0 |  | 220.8087 | 0 |  | 220.8087 | 0
| 221.4152 | 0 |  | 221.0118 | 0 |  | 221.0118 | 0 |  | 221.2303 | 0 |  | 221.0118 | 4.3018e-05 |  | 221.0118 | 0 |  | 221.0118 | 0 |  | 221.0118 | 0
| 221.6197 | 0 |  | 221.215 | 0 |  | 221.215 | 0 |  | 221.4337 | 0 |  | 221.215 | 7.2349e-05 |  | 221.215 | 0 |  | 221.215 | 0 |  | 221.215 | 0
| 221.8243 | 0 |  | 221.4182 | 0 |  | 221.4181 | 0 |  | 221.6371 | 0 |  | 221.4182 | 4.2268e-05 |  | 221.4182 | 0 |  | 221.4181 | 0 |  | 221.4182 | 0
| 222.0288 | 0 |  | 221.6213 | 0 |  | 221.6213 | 0 |  | 221.8406 | 0 |  | 221.6213 | 6.3427e-05 |  | 221.6213 | 0 |  | 221.6213 | 0 |  | 221.6213 | 0
| 222.2333 | 0 |  | 221.8245 | 0 |  | 221.8245 | 0 |  | 222.044 | 0 |  | 221.8245 | 4.0322e-05 |  | 221.8245 | 0 |  | 221.8245 | 0 |  | 221.8245 | 0
| 222.4379 | 0 |  | 222.0277 | 0 |  | 222.0277 | 0 |  | 222.2475 | 0 |  | 222.0277 | 6.8759e-05 |  | 222.0277 | 0 |  | 222.0277 | 0 |  | 222.0277 | 0
| 222.6425 | 0 |  | 222.231 | 0 |  | 222.231 | 0 |  | 222.451 | 0 |  | 222.231 | 4.309e-05 |  | 222.231 | 0 |  | 222.231 | 0 |  | 222.231 | 0
| 222.847 | 0 |  | 222.4342 | 0 |  | 222.4342 | 0 |  | 222.6546 | 0 |  | 222.4342 | 7.1273e-05 |  | 222.4342 | 0 |  | 222.4342 | 0 |  | 222.4342 | 0
| 223.0517 | 0 |  | 222.6375 | 0 |  | 222.6375 | 0 |  | 222.8581 | 0 |  | 222.6375 | 4.3709e-05 |  | 222.6375 | 0 |  | 222.6375 | 0 |  | 222.6375 | 0
| 223.2563 | 0 |  | 222.8407 | 0 |  | 222.8407 | 0 |  | 223.0616 | 0 |  | 222.8407 | 6.9503e-05 |  | 222.8407 | 0 |  | 222.8407 | 0 |  | 222.8407 | 0
| 223.4609 | 0 |  | 223.044 | 0 |  | 223.044 | 0 |  | 223.2652 | 0 |  | 223.044 | 4.0773e-05 |  | 223.044 | 0 |  | 223.044 | 0 |  | 223.044 | 0
| 223.6656 | 0 |  | 223.2473 | 0 |  | 223.2473 | 0 |  | 223.4688 | 0 |  | 223.2473 | 7.1524e-05 |  | 223.2473 | 0 |  | 223.2473 | 0 |  | 223.2473 | 0
| 223.8703 | 0 |  | 223.4506 | 0 |  | 223.4506 | 0 |  | 223.6724 | 0 |  | 223.4506 | 4.2491e-05 |  | 223.4506 | 0 |  | 223.4506 | 0 |  | 223.4506 | 0
| 224.075 | 0 |  | 223.6539 | 0 |  | 223.654 | 0 |  | 223.876 | 0 |  | 223.6539 | 7.3647e-05 |  | 223.6539 | 0 |  | 223.654 | 0 |  | 223.6539 | 0
| 224.2797 | 0 |  | 223.8573 | 0 |  | 223.8573 | 0 |  | 224.0797 | 0 |  | 223.8573 | 4.545e-05 |  | 223.8573 | 0 |  | 223.8573 | 0 |  | 223.8573 | 0
| 224.4844 | 0 |  | 224.0606 | 0 |  | 224.0606 | 0 |  | 224.2834 | 0 |  | 224.0606 | 6.8154e-05 |  | 224.0606 | 0 |  | 224.0606 | 0 |  | 224.0606 | 0
| 224.6892 | 0 |  | 224.264 | 0 |  | 224.264 | 0 |  | 224.487 | 0 |  | 224.264 | 4.196e-05 |  | 224.264 | 0 |  | 224.264 | 0 |  | 224.264 | 0
| 224.8939 | 0 |  | 224.4674 | 0 |  | 224.4674 | 0 |  | 224.6908 | 0 |  | 224.4674 | 7.2256e-05 |  | 224.4674 | 0 |  | 224.4674 | 0 |  | 224.4674 | 0
| 225.0987 | 0 |  | 224.6708 | 0 |  | 224.6708 | 0 |  | 224.8945 | 0 |  | 224.6708 | 4.309e-05 |  | 224.6708 | 0 |  | 224.6708 | 0 |  | 224.6708 | 0
| 225.3035 | 0 |  | 224.8742 | 0 |  | 224.8742 | 0 |  | 225.0982 | 0 |  | 224.8742 | 6.6987e-05 |  | 224.8742 | 0 |  | 224.8742 | 0 |  | 224.8742 | 0
| 225.5083 | 0 |  | 225.0776 | 0 |  | 225.0776 | 0 |  | 225.302 | 0 |  | 225.0776 | 4.566e-05 |  | 225.0776 | 0 |  | 225.0776 | 0 |  | 225.0776 | 0
| 225.7131 | 0 |  | 225.2811 | 0 |  | 225.281 | 0 |  | 225.5057 | 0 |  | 225.2811 | 7.069e-05 |  | 225.2811 | 0 |  | 225.281 | 0 |  | 225.2811 | 0
| 225.918 | 0 |  | 225.4845 | 0 |  | 225.4845 | 0 |  | 225.7095 | 0 |  | 225.4845 | 4.4564e-05 |  | 225.4845 | 0 |  | 225.4845 | 0 |  | 225.4845 | 0
| 226.1228 | 0 |  | 225.688 | 0 |  | 225.688 | 0 |  | 225.9133 | 0 |  | 225.688 | 6.7362e-05 |  | 225.688 | 0 |  | 225.688 | 0 |  | 225.688 | 0
| 226.3277 | 0 |  | 225.8914 | 0 |  | 225.8914 | 0 |  | 226.1172 | 0 |  | 225.8914 | 4.1914e-05 |  | 225.8914 | 0 |  | 225.8914 | 0 |  | 225.8914 | 0
| 226.5326 | 0 |  | 226.0949 | 0 |  | 226.0949 | 0 |  | 226.321 | 0 |  | 226.0949 | 7.2236e-05 |  | 226.0949 | 0 |  | 226.0949 | 0 |  | 226.0949 | 0
| 226.7375 | 0 |  | 226.2984 | 0 |  | 226.2985 | 0 |  | 226.5249 | 0 |  | 226.2984 | 3.9452e-05 |  | 226.2984 | 0 |  | 226.2985 | 0 |  | 226.2984 | 0
| 226.9424 | 0 |  | 226.502 | 0 |  | 226.502 | 0 |  | 226.7288 | 0 |  | 226.502 | 7.8263e-05 |  | 226.502 | 0 |  | 226.502 | 0 |  | 226.502 | 0
| 227.1474 | 0 |  | 226.7055 | 0 |  | 226.7055 | 0 |  | 226.9327 | 0 |  | 226.7055 | 4.7147e-05 |  | 226.7055 | 0 |  | 226.7055 | 0 |  | 226.7055 | 0
| 227.3524 | 0 |  | 226.9091 | 0 |  | 226.9091 | 0 |  | 227.1366 | 0 |  | 226.9091 | 7.2606e-05 |  | 226.9091 | 0 |  | 226.9091 | 0 |  | 226.9091 | 0
| 227.5573 | 0 |  | 227.1126 | 0 |  | 227.1126 | 0 |  | 227.3405 | 0 |  | 227.1126 | 4.5013e-05 |  | 227.1126 | 0 |  | 227.1126 | 0 |  | 227.1126 | 0
| 227.7623 | 0 |  | 227.3162 | 0 |  | 227.3162 | 0 |  | 227.5445 | 0 |  | 227.3162 | 7.3686e-05 |  | 227.3162 | 0 |  | 227.3162 | 0 |  | 227.3162 | 0
| 227.9673 | 0 |  | 227.5198 | 0 |  | 227.5198 | 0 |  | 227.7485 | 0 |  | 227.5198 | 4.3848e-05 |  | 227.5198 | 0 |  | 227.5198 | 0 |  | 227.5198 | 0
| 228.1724 | 0 |  | 227.7234 | 0 |  | 227.7234 | 0 |  | 227.9525 | 0 |  | 227.7234 | 7.3373e-05 |  | 227.7234 | 0 |  | 227.7234 | 0 |  | 227.7234 | 0
| 228.3774 | 0 |  | 227.927 | 0 |  | 227.927 | 0 |  | 228.1565 | 0 |  | 227.927 | 4.231e-05 |  | 227.927 | 0 |  | 227.927 | 0 |  | 227.927 | 0
| 228.5825 | 0 |  | 228.1307 | 0 |  | 228.1307 | 0 |  | 228.3605 | 0 |  | 228.1307 | 7.3003e-05 |  | 228.1307 | 0 |  | 228.1307 | 0 |  | 228.1307 | 0
| 228.7876 | 0 |  | 228.3343 | 0 |  | 228.3343 | 0 |  | 228.5646 | 0 |  | 228.3343 | 4.9288e-05 |  | 228.3343 | 0 |  | 228.3343 | 0 |  | 228.3343 | 0
| 228.9926 | 0 |  | 228.538 | 0 |  | 228.538 | 0 |  | 228.7686 | 0 |  | 228.538 | 6.9499e-05 |  | 228.538 | 0 |  | 228.538 | 0 |  | 228.538 | 0
| 229.1978 | 0 |  | 228.7417 | 0 |  | 228.7416 | 0 |  | 228.9727 | 0 |  | 228.7417 | 4.7633e-05 |  | 228.7417 | 0 |  | 228.7416 | 0 |  | 228.7417 | 0
| 229.4029 | 0 |  | 228.9453 | 0 |  | 228.9453 | 0 |  | 229.1768 | 0 |  | 228.9453 | 7.304e-05 |  | 228.9453 | 0 |  | 228.9453 | 0 |  | 228.9453 | 0
| 229.608 | 0 |  | 229.149 | 0 |  | 229.149 | 0 |  | 229.381 | 0 |  | 229.149 | 4.6654e-05 |  | 229.149 | 0 |  | 229.149 | 0 |  | 229.149 | 0
| 229.8132 | 0 |  | 229.3528 | 0 |  | 229.3528 | 0 |  | 229.5851 | 0 |  | 229.3528 | 7.7962e-05 |  | 229.3528 | 0 |  | 229.3528 | 0 |  | 229.3528 | 0
| 230.0184 | 0 |  | 229.5565 | 0 |  | 229.5565 | 0 |  | 229.7893 | 0 |  | 229.5565 | 5.5547e-05 |  | 229.5565 | 0 |  | 229.5565 | 0 |  | 229.5565 | 0
| 230.2236 | 0 |  | 229.7603 | 0 |  | 229.7603 | 0 |  | 229.9934 | 0 |  | 229.7603 | 7.3819e-05 |  | 229.7603 | 0 |  | 229.7603 | 0 |  | 229.7603 | 0
| 230.4288 | 0 |  | 229.964 | 0 |  | 229.964 | 0 |  | 230.1976 | 0 |  | 229.964 | 4.8706e-05 |  | 229.964 | 0 |  | 229.964 | 0 |  | 229.964 | 0
| 230.634 | 0 |  | 230.1678 | 0 |  | 230.1678 | 0 |  | 230.4018 | 0 |  | 230.1678 | 6.7214e-05 |  | 230.1678 | 0 |  | 230.1678 | 0 |  | 230.1678 | 0
| 230.8393 | 0 |  | 230.3716 | 0 |  | 230.3716 | 0 |  | 230.6061 | 0 |  | 230.3716 | 4.5995e-05 |  | 230.3716 | 0 |  | 230.3716 | 0 |  | 230.3716 | 0
| 231.0445 | 0 |  | 230.5754 | 0 |  | 230.5754 | 0 |  | 230.8103 | 0 |  | 230.5754 | 7.1313e-05 |  | 230.5754 | 0 |  | 230.5754 | 0 |  | 230.5754 | 0
| 231.2498 | 0 |  | 230.7792 | 0 |  | 230.7792 | 0 |  | 231.0146 | 0 |  | 230.7792 | 5.0837e-05 |  | 230.7792 | 0 |  | 230.7792 | 0 |  | 230.7792 | 0
| 231.4551 | 0 |  | 230.983 | 0 |  | 230.983 | 0 |  | 231.2189 | 0 |  | 230.983 | 7.6841e-05 |  | 230.983 | 0 |  | 230.983 | 0 |  | 230.983 | 0
| 231.6604 | 0 |  | 231.1869 | 0 |  | 231.1869 | 0 |  | 231.4232 | 0 |  | 231.1869 | 4.6757e-05 |  | 231.1869 | 0 |  | 231.1869 | 0 |  | 231.1869 | 0
| 231.8657 | 0 |  | 231.3907 | 0 |  | 231.3907 | 0 |  | 231.6275 | 0 |  | 231.3907 | 8.436e-05 |  | 231.3907 | 0 |  | 231.3907 | 0 |  | 231.3907 | 0
| 232.0711 | 0 |  | 231.5946 | 0 |  | 231.5946 | 0 |  | 231.8318 | 0 |  | 231.5946 | 4.8822e-05 |  | 231.5946 | 0 |  | 231.5946 | 0 |  | 231.5946 | 0
| 232.2764 | 0 |  | 231.7985 | 0 |  | 231.7985 | 0 |  | 232.0362 | 0 |  | 231.7985 | 7.8701e-05 |  | 231.7985 | 0 |  | 231.7985 | 0 |  | 231.7985 | 0
| 232.4818 | 0 |  | 232.0024 | 0 |  | 232.0024 | 0 |  | 232.2406 | 0 |  | 232.0024 | 4.9521e-05 |  | 232.0024 | 0 |  | 232.0024 | 0 |  | 232.0024 | 0
| 232.6872 | 0 |  | 232.2063 | 0 |  | 232.2063 | 0 |  | 232.445 | 0 |  | 232.2063 | 7.9905e-05 |  | 232.2063 | 0 |  | 232.2063 | 0 |  | 232.2063 | 0
| 232.8926 | 0 |  | 232.4103 | 0 |  | 232.4103 | 0 |  | 232.6494 | 0 |  | 232.4103 | 4.9758e-05 |  | 232.4103 | 0 |  | 232.4103 | 0 |  | 232.4103 | 0
| 233.0981 | 0 |  | 232.6142 | 0 |  | 232.6142 | 0 |  | 232.8538 | 0 |  | 232.6142 | 8.3129e-05 |  | 232.6142 | 0 |  | 232.6142 | 0 |  | 232.6142 | 0
| 233.3035 | 0 |  | 232.8182 | 0 |  | 232.8182 | 0 |  | 233.0583 | 0 |  | 232.8182 | 5.4887e-05 |  | 232.8182 | 0 |  | 232.8182 | 0 |  | 232.8182 | 0
| 233.509 | 0 |  | 233.0222 | 0 |  | 233.0222 | 0 |  | 233.2627 | 0 |  | 233.0222 | 7.6852e-05 |  | 233.0222 | 0 |  | 233.0222 | 0 |  | 233.0222 | 0
| 233.7144 | 0 |  | 233.2261 | 0 |  | 233.2261 | 0 |  | 233.4672 | 0 |  | 233.2261 | 5.2323e-05 |  | 233.2261 | 0 |  | 233.2261 | 0 |  | 233.2261 | 0
| 233.9199 | 0 |  | 233.4301 | 0 |  | 233.4301 | 0 |  | 233.6717 | 0 |  | 233.4301 | 7.9367e-05 |  | 233.4301 | 0 |  | 233.4301 | 0 |  | 233.4301 | 0
| 234.1255 | 0 |  | 233.6342 | 0 |  | 233.6342 | 0 |  | 233.8762 | 0 |  | 233.6342 | 5.6659e-05 |  | 233.6342 | 0 |  | 233.6342 | 0 |  | 233.6342 | 0
| 234.331 | 0 |  | 233.8382 | 0 |  | 233.8382 | 0 |  | 234.0808 | 0 |  | 233.8382 | 7.4456e-05 |  | 233.8382 | 0 |  | 233.8382 | 0 |  | 233.8382 | 0
| 234.5365 | 0 |  | 234.0422 | 0 |  | 234.0422 | 0 |  | 234.2853 | 0 |  | 234.0422 | 5.2631e-05 |  | 234.0422 | 0 |  | 234.0422 | 0 |  | 234.0422 | 0
| 234.7421 | 0 |  | 234.2463 | 0 |  | 234.2463 | 0 |  | 234.4899 | 0 |  | 234.2463 | 7.5697e-05 |  | 234.2463 | 0 |  | 234.2463 | 0 |  | 234.2463 | 0
| 234.9477 | 0 |  | 234.4504 | 0 |  | 234.4504 | 0 |  | 234.6945 | 0 |  | 234.4504 | 5.2841e-05 |  | 234.4504 | 0 |  | 234.4504 | 0 |  | 234.4504 | 0
| 235.1533 | 0 |  | 234.6544 | 0 |  | 234.6544 | 0 |  | 234.8991 | 0 |  | 234.6544 | 7.7802e-05 |  | 234.6544 | 0 |  | 234.6544 | 0 |  | 234.6544 | 0
| 235.3589 | 0 |  | 234.8586 | 0 |  | 234.8586 | 0 |  | 235.1038 | 0 |  | 234.8586 | 5.3406e-05 |  | 234.8586 | 0 |  | 234.8586 | 0 |  | 234.8586 | 0
| 235.5645 | 0 |  | 235.0627 | 0 |  | 235.0627 | 0 |  | 235.3084 | 0 |  | 235.0627 | 8.1576e-05 |  | 235.0627 | 0 |  | 235.0627 | 0 |  | 235.0627 | 0
| 235.7701 | 0 |  | 235.2668 | 0 |  | 235.2668 | 0 |  | 235.5131 | 0 |  | 235.2668 | 5.0096e-05 |  | 235.2668 | 0 |  | 235.2668 | 0 |  | 235.2668 | 0
| 235.9758 | 0 |  | 235.4709 | 0 |  | 235.4709 | 0 |  | 235.7178 | 0 |  | 235.4709 | 7.9143e-05 |  | 235.4709 | 0 |  | 235.4709 | 0 |  | 235.4709 | 0
| 236.1815 | 0 |  | 235.6751 | 0 |  | 235.6751 | 0 |  | 235.9225 | 0 |  | 235.6751 | 5.4007e-05 |  | 235.6751 | 0 |  | 235.6751 | 0 |  | 235.6751 | 0
| 236.3872 | 0 |  | 235.8793 | 0 |  | 235.8793 | 0 |  | 236.1272 | 0 |  | 235.8793 | 8.4462e-05 |  | 235.8793 | 0 |  | 235.8793 | 0 |  | 235.8793 | 0
| 236.5929 | 0 |  | 236.0835 | 0 |  | 236.0834 | 0 |  | 236.3319 | 0 |  | 236.0835 | 5.5414e-05 |  | 236.0835 | 0 |  | 236.0834 | 0 |  | 236.0835 | 0
| 236.7986 | 0 |  | 236.2876 | 0 |  | 236.2876 | 0 |  | 236.5367 | 0 |  | 236.2876 | 8.2647e-05 |  | 236.2876 | 0 |  | 236.2876 | 0 |  | 236.2876 | 0
| 237.0044 | 0 |  | 236.4919 | 0 |  | 236.4918 | 0 |  | 236.7415 | 0 |  | 236.4919 | 5.2524e-05 |  | 236.4919 | 0 |  | 236.4918 | 0 |  | 236.4919 | 0
| 237.2101 | 0 |  | 236.6961 | 0 |  | 236.6961 | 0 |  | 236.9463 | 0 |  | 236.6961 | 7.9145e-05 |  | 236.6961 | 0 |  | 236.6961 | 0 |  | 236.6961 | 0
| 237.4159 | 0 |  | 236.9003 | 0 |  | 236.9003 | 0 |  | 237.1511 | 0 |  | 236.9003 | 4.914e-05 |  | 236.9003 | 0 |  | 236.9003 | 0 |  | 236.9003 | 0
| 237.6217 | 0 |  | 237.1046 | 0 |  | 237.1046 | 0 |  | 237.3559 | 0 |  | 237.1046 | 8.2493e-05 |  | 237.1046 | 0 |  | 237.1046 | 0 |  | 237.1046 | 0
| 237.8275 | 0 |  | 237.3089 | 0 |  | 237.3089 | 0 |  | 237.5608 | 0 |  | 237.3089 | 5.5239e-05 |  | 237.3089 | 0 |  | 237.3089 | 0 |  | 237.3089 | 0
| 238.0333 | 0 |  | 237.5131 | 0 |  | 237.5131 | 0 |  | 237.7656 | 0 |  | 237.5131 | 7.9827e-05 |  | 237.5131 | 0 |  | 237.5131 | 0 |  | 237.5131 | 0
| 238.2392 | 0 |  | 237.7174 | 0 |  | 237.7174 | 0 |  | 237.9705 | 0 |  | 237.7174 | 5.3735e-05 |  | 237.7174 | 0 |  | 237.7174 | 0 |  | 237.7174 | 0
| 238.445 | 0 |  | 237.9217 | 0 |  | 237.9217 | 0 |  | 238.1754 | 0 |  | 237.9217 | 7.7077e-05 |  | 237.9217 | 0 |  | 237.9217 | 0 |  | 237.9217 | 0
| 238.6509 | 0 |  | 238.1261 | 0 |  | 238.1261 | 0 |  | 238.3803 | 0 |  | 238.1261 | 5.5571e-05 |  | 238.1261 | 0 |  | 238.1261 | 0 |  | 238.1261 | 0
| 238.8568 | 0 |  | 238.3304 | 0 |  | 238.3304 | 0 |  | 238.5853 | 0 |  | 238.3304 | 8.0499e-05 |  | 238.3304 | 0 |  | 238.3304 | 0 |  | 238.3304 | 0
| 239.0627 | 0 |  | 238.5348 | 0 |  | 238.5348 | 0 |  | 238.7902 | 0 |  | 238.5348 | 5.6065e-05 |  | 238.5348 | 0 |  | 238.5348 | 0 |  | 238.5348 | 0
| 239.2686 | 0 |  | 238.7391 | 0 |  | 238.7391 | 0 |  | 238.9952 | 0 |  | 238.7391 | 7.7693e-05 |  | 238.7391 | 0 |  | 238.7391 | 0 |  | 238.7391 | 0
| 239.4746 | 0 |  | 238.9435 | 0 |  | 238.9435 | 0 |  | 239.2002 | 0 |  | 238.9435 | 5.1808e-05 |  | 238.9435 | 0 |  | 238.9435 | 0 |  | 238.9435 | 0
| 239.6805 | 0 |  | 239.1479 | 0 |  | 239.1479 | 0 |  | 239.4052 | 0 |  | 239.1479 | 8.1113e-05 |  | 239.1479 | 0 |  | 239.1479 | 0 |  | 239.1479 | 0
| 239.8865 | 0 |  | 239.3523 | 0 |  | 239.3523 | 0 |  | 239.6102 | 0 |  | 239.3523 | 5.3862e-05 |  | 239.3523 | 0 |  | 239.3523 | 0 |  | 239.3523 | 0
| 240.0925 | 0 |  | 239.5567 | 0 |  | 239.5567 | 0 |  | 239.8153 | 0 |  | 239.5567 | 7.8341e-05 |  | 239.5567 | 0 |  | 239.5567 | 0 |  | 239.5567 | 0
| 240.2985 | 0 |  | 239.7612 | 0 |  | 239.7612 | 0 |  | 240.0204 | 0 |  | 239.7612 | 5.7505e-05 |  | 239.7612 | 0 |  | 239.7612 | 0 |  | 239.7612 | 0
| 240.5045 | 0 |  | 239.9656 | 0 |  | 239.9656 | 0 |  | 240.2254 | 0 |  | 239.9656 | 8.3252e-05 |  | 239.9656 | 0 |  | 239.9656 | 0 |  | 239.9656 | 0
| 240.7106 | 0 |  | 240.1701 | 0 |  | 240.1701 | 0 |  | 240.4305 | 0 |  | 240.1701 | 5.1689e-05 |  | 240.1701 | 0 |  | 240.1701 | 0 |  | 240.1701 | 0
| 240.9166 | 0 |  | 240.3746 | 0 |  | 240.3746 | 0 |  | 240.6356 | 0 |  | 240.3746 | 8.7689e-05 |  | 240.3746 | 0 |  | 240.3746 | 0 |  | 240.3746 | 0
| 241.1227 | 0 |  | 240.5791 | 0 |  | 240.5791 | 0 |  | 240.8408 | 0 |  | 240.5791 | 5.4167e-05 |  | 240.5791 | 0 |  | 240.5791 | 0 |  | 240.5791 | 0
| 241.3288 | 0 |  | 240.7836 | 0 |  | 240.7835 | 0 |  | 241.046 | 0 |  | 240.7836 | 8.0769e-05 |  | 240.7836 | 0 |  | 240.7835 | 0 |  | 240.7836 | 0
| 241.5349 | 0 |  | 240.9881 | 0 |  | 240.9881 | 0 |  | 241.2511 | 0 |  | 240.9881 | 5.1417e-05 |  | 240.9881 | 0 |  | 240.9881 | 0 |  | 240.9881 | 0
| 241.741 | 0 |  | 241.1926 | 0 |  | 241.1926 | 0 |  | 241.4563 | 0 |  | 241.1926 | 8.0703e-05 |  | 241.1926 | 0 |  | 241.1926 | 0 |  | 241.1926 | 0
| 241.9472 | 0 |  | 241.3972 | 0 |  | 241.3972 | 0 |  | 241.6615 | 0 |  | 241.3972 | 5.152e-05 |  | 241.3972 | 0 |  | 241.3972 | 0 |  | 241.3972 | 0
| 242.1533 | 0 |  | 241.6017 | 0 |  | 241.6017 | 0 |  | 241.8667 | 0 |  | 241.6017 | 8.389e-05 |  | 241.6017 | 0 |  | 241.6017 | 0 |  | 241.6017 | 0
| 242.3595 | 0 |  | 241.8063 | 0 |  | 241.8063 | 0 |  | 242.072 | 0 |  | 241.8063 | 5.5455e-05 |  | 241.8063 | 0 |  | 241.8063 | 0 |  | 241.8063 | 0
| 242.5657 | 0 |  | 242.0109 | 0 |  | 242.0109 | 0 |  | 242.2773 | 0 |  | 242.0109 | 8.0248e-05 |  | 242.0109 | 0 |  | 242.0109 | 0 |  | 242.0109 | 0
| 242.7719 | 0 |  | 242.2155 | 0 |  | 242.2155 | 0 |  | 242.4825 | 0 |  | 242.2155 | 5.4566e-05 |  | 242.2155 | 0 |  | 242.2155 | 0 |  | 242.2155 | 0
| 242.9781 | 0 |  | 242.4201 | 0 |  | 242.4201 | 0 |  | 242.6878 | 0 |  | 242.4201 | 8.628e-05 |  | 242.4201 | 0 |  | 242.4201 | 0 |  | 242.4201 | 0
| 243.1844 | 0 |  | 242.6248 | 0 |  | 242.6248 | 0 |  | 242.8931 | 0 |  | 242.6248 | 5.6329e-05 |  | 242.6248 | 0 |  | 242.6248 | 0 |  | 242.6248 | 0
| 243.3906 | 0 |  | 242.8294 | 0 |  | 242.8294 | 0 |  | 243.0985 | 0 |  | 242.8294 | 8.4352e-05 |  | 242.8294 | 0 |  | 242.8294 | 0 |  | 242.8294 | 0
| 243.5969 | 0 |  | 243.0341 | 0 |  | 243.0341 | 0 |  | 243.3038 | 0 |  | 243.0341 | 5.4325e-05 |  | 243.0341 | 0 |  | 243.0341 | 0 |  | 243.0341 | 0
| 243.8032 | 0 |  | 243.2387 | 0 |  | 243.2387 | 0 |  | 243.5092 | 0 |  | 243.2387 | 7.7326e-05 |  | 243.2387 | 0 |  | 243.2387 | 0 |  | 243.2387 | 0
| 244.0095 | 0 |  | 243.4434 | 0 |  | 243.4434 | 0 |  | 243.7146 | 0 |  | 243.4434 | 5.5269e-05 |  | 243.4434 | 0 |  | 243.4434 | 0 |  | 243.4434 | 0
| 244.2158 | 0 |  | 243.6481 | 0 |  | 243.6481 | 0 |  | 243.92 | 0 |  | 243.6481 | 7.4737e-05 |  | 243.6481 | 0 |  | 243.6481 | 0 |  | 243.6481 | 0
| 244.4221 | 0 |  | 243.8528 | 0 |  | 243.8528 | 0 |  | 244.1254 | 0 |  | 243.8528 | 5.7003e-05 |  | 243.8528 | 0 |  | 243.8528 | 0 |  | 243.8528 | 0
| 244.6285 | 0 |  | 244.0576 | 0 |  | 244.0576 | 0 |  | 244.3309 | 0 |  | 244.0576 | 7.6981e-05 |  | 244.0576 | 0 |  | 244.0576 | 0 |  | 244.0576 | 0
| 244.8349 | 0 |  | 244.2623 | 0 |  | 244.2623 | 0 |  | 244.5363 | 0 |  | 244.2623 | 5.4449e-05 |  | 244.2623 | 0 |  | 244.2623 | 0 |  | 244.2623 | 0
| 245.0413 | 0 |  | 244.4671 | 0 |  | 244.4671 | 0 |  | 244.7418 | 0 |  | 244.4671 | 8.2766e-05 |  | 244.4671 | 0 |  | 244.4671 | 0 |  | 244.4671 | 0
| 245.2477 | 0 |  | 244.6718 | 0 |  | 244.6718 | 0 |  | 244.9473 | 0 |  | 244.6718 | 5.5278e-05 |  | 244.6718 | 0 |  | 244.6718 | 0 |  | 244.6718 | 0
| 245.4541 | 0 |  | 244.8766 | 0 |  | 244.8766 | 0 |  | 245.1528 | 0 |  | 244.8766 | 8.0787e-05 |  | 244.8766 | 0 |  | 244.8766 | 0 |  | 244.8766 | 0
| 245.6605 | 0 |  | 245.0814 | 0 |  | 245.0814 | 0 |  | 245.3584 | 0 |  | 245.0814 | 5.3677e-05 |  | 245.0814 | 0 |  | 245.0814 | 0 |  | 245.0814 | 0
| 245.867 | 0 |  | 245.2862 | 0 |  | 245.2862 | 0 |  | 245.5639 | 0 |  | 245.2862 | 8.2576e-05 |  | 245.2862 | 0 |  | 245.2862 | 0 |  | 245.2862 | 0
| 246.0734 | 0 |  | 245.4911 | 0 |  | 245.4911 | 0 |  | 245.7695 | 0 |  | 245.4911 | 5.1588e-05 |  | 245.4911 | 0 |  | 245.4911 | 0 |  | 245.4911 | 0
| 246.2799 | 0 |  | 245.6959 | 0 |  | 245.6959 | 0 |  | 245.9751 | 0 |  | 245.6959 | 7.5935e-05 |  | 245.6959 | 0 |  | 245.6959 | 0 |  | 245.6959 | 0
| 246.4864 | 0 |  | 245.9008 | 0 |  | 245.9008 | 0 |  | 246.1807 | 0 |  | 245.9008 | 5.1696e-05 |  | 245.9008 | 0 |  | 245.9008 | 0 |  | 245.9008 | 0
| 246.6929 | 0 |  | 246.1056 | 0 |  | 246.1056 | 0 |  | 246.3863 | 0 |  | 246.1056 | 8.0408e-05 |  | 246.1056 | 0 |  | 246.1056 | 0 |  | 246.1056 | 0
| 246.8995 | 0 |  | 246.3105 | 0 |  | 246.3105 | 0 |  | 246.5919 | 0 |  | 246.3105 | 5.5305e-05 |  | 246.3105 | 0 |  | 246.3105 | 0 |  | 246.3105 | 0
| 247.106 | 0 |  | 246.5154 | 0 |  | 246.5154 | 0 |  | 246.7976 | 0 |  | 246.5154 | 7.9251e-05 |  | 246.5154 | 0 |  | 246.5154 | 0 |  | 246.5154 | 0
| 247.3126 | 0 |  | 246.7203 | 0 |  | 246.7203 | 0 |  | 247.0033 | 0 |  | 246.7203 | 5.159e-05 |  | 246.7203 | 0 |  | 246.7203 | 0 |  | 246.7203 | 0
| 247.5192 | 0 |  | 246.9252 | 0 |  | 246.9253 | 0 |  | 247.2089 | 0 |  | 246.9252 | 7.5264e-05 |  | 246.9252 | 0 |  | 246.9253 | 0 |  | 246.9252 | 0
| 247.7258 | 0 |  | 247.1302 | 0 |  | 247.1302 | 0 |  | 247.4147 | 0 |  | 247.1302 | 5.2143e-05 |  | 247.1302 | 0 |  | 247.1302 | 0 |  | 247.1302 | 0
| 247.9324 | 0 |  | 247.3351 | 0 |  | 247.3351 | 0 |  | 247.6204 | 0 |  | 247.3351 | 8.5009e-05 |  | 247.3351 | 0 |  | 247.3351 | 0 |  | 247.3351 | 0
| 248.139 | 0 |  | 247.5401 | 0 |  | 247.5401 | 0 |  | 247.8261 | 0 |  | 247.5401 | 5.2338e-05 |  | 247.5401 | 0 |  | 247.5401 | 0 |  | 247.5401 | 0
| 248.3457 | 0 |  | 247.7451 | 0 |  | 247.7451 | 0 |  | 248.0319 | 0 |  | 247.7451 | 7.5522e-05 |  | 247.7451 | 0 |  | 247.7451 | 0 |  | 247.7451 | 0
| 248.5524 | 0 |  | 247.9501 | 0 |  | 247.9501 | 0 |  | 248.2377 | 0 |  | 247.9501 | 5.3797e-05 |  | 247.9501 | 0 |  | 247.9501 | 0 |  | 247.9501 | 0
| 248.759 | 0 |  | 248.1551 | 0 |  | 248.1551 | 0 |  | 248.4435 | 0 |  | 248.1551 | 8.2313e-05 |  | 248.1551 | 0 |  | 248.1551 | 0 |  | 248.1551 | 0
| 248.9657 | 0 |  | 248.3601 | 0 |  | 248.3601 | 0 |  | 248.6493 | 0 |  | 248.3601 | 5.2979e-05 |  | 248.3601 | 0 |  | 248.3601 | 0 |  | 248.3601 | 0
| 249.1725 | 0 |  | 248.5651 | 0 |  | 248.5651 | 0 |  | 248.8551 | 0 |  | 248.5651 | 8.3224e-05 |  | 248.5651 | 0 |  | 248.5651 | 0 |  | 248.5651 | 0
| 249.3792 | 0 |  | 248.7702 | 0 |  | 248.7702 | 0 |  | 249.061 | 0 |  | 248.7702 | 5.5657e-05 |  | 248.7702 | 0 |  | 248.7702 | 0 |  | 248.7702 | 0
| 249.5859 | 0 |  | 248.9753 | 0 |  | 248.9753 | 0 |  | 249.2669 | 0 |  | 248.9753 | 8.0107e-05 |  | 248.9753 | 0 |  | 248.9753 | 0 |  | 248.9753 | 0
| 249.7927 | 0 |  | 249.1803 | 0 |  | 249.1803 | 0 |  | 249.4728 | 0 |  | 249.1803 | 5.5776e-05 |  | 249.1803 | 0 |  | 249.1803 | 0 |  | 249.1803 | 0
| 249.9995 | 0 |  | 249.3854 | 0 |  | 249.3854 | 0 |  | 249.6787 | 0 |  | 249.3854 | 8.1012e-05 |  | 249.3854 | 0 |  | 249.3854 | 0 |  | 249.3854 | 0
| 250.2063 | 0 |  | 249.5905 | 0 |  | 249.5905 | 0 |  | 249.8846 | 0 |  | 249.5905 | 4.8881e-05 |  | 249.5905 | 0 |  | 249.5905 | 0 |  | 249.5905 | 0
| 250.4131 | 0 |  | 249.7957 | 0 |  | 249.7956 | 0 |  | 250.0905 | 0 |  | 249.7957 | 8.3228e-05 |  | 249.7957 | 0 |  | 249.7956 | 0 |  | 249.7957 | 0
| 250.6199 | 0 |  | 250.0008 | 0 |  | 250.0008 | 0 |  | 250.2965 | 0 |  | 250.0008 | 5.0474e-05 |  | 250.0008 | 0 |  | 250.0008 | 0 |  | 250.0008 | 0
| 250.8268 | 0 |  | 250.2059 | 0 |  | 250.2059 | 0 |  | 250.5025 | 0 |  | 250.2059 | 7.9295e-05 |  | 250.2059 | 0 |  | 250.2059 | 0 |  | 250.2059 | 0
| 251.0336 | 0 |  | 250.4111 | 0 |  | 250.4111 | 0 |  | 250.7085 | 0 |  | 250.4111 | 5.305e-05 |  | 250.4111 | 0 |  | 250.4111 | 0 |  | 250.4111 | 0
| 251.2405 | 0 |  | 250.6163 | 0 |  | 250.6163 | 0 |  | 250.9145 | 0 |  | 250.6163 | 7.5224e-05 |  | 250.6163 | 0 |  | 250.6163 | 0 |  | 250.6163 | 0
| 251.4474 | 0 |  | 250.8215 | 0 |  | 250.8215 | 0 |  | 251.1205 | 0 |  | 250.8215 | 5.4808e-05 |  | 250.8215 | 0 |  | 250.8215 | 0 |  | 250.8215 | 0
| 251.6543 | 0 |  | 251.0267 | 0 |  | 251.0267 | 0 |  | 251.3266 | 0 |  | 251.0267 | 7.4717e-05 |  | 251.0267 | 0 |  | 251.0267 | 0 |  | 251.0267 | 0
| 251.8613 | 0 |  | 251.2319 | 0 |  | 251.2319 | 0 |  | 251.5326 | 0 |  | 251.2319 | 5.6029e-05 |  | 251.2319 | 0 |  | 251.2319 | 0 |  | 251.2319 | 0
| 252.0682 | 0 |  | 251.4371 | 0 |  | 251.4371 | 0 |  | 251.7387 | 0 |  | 251.4371 | 7.7429e-05 |  | 251.4371 | 0 |  | 251.4371 | 0 |  | 251.4371 | 0
| 252.2752 | 0 |  | 251.6423 | 0 |  | 251.6423 | 0 |  | 251.9448 | 0 |  | 251.6423 | 5.3692e-05 |  | 251.6423 | 0 |  | 251.6423 | 0 |  | 251.6423 | 0
| 252.4821 | 0 |  | 251.8476 | 0 |  | 251.8476 | 0 |  | 252.1509 | 0 |  | 251.8476 | 8.1038e-05 |  | 251.8476 | 0 |  | 251.8476 | 0 |  | 251.8476 | 0
| 252.6891 | 0 |  | 252.0529 | 0 |  | 252.0529 | 0 |  | 252.3571 | 0 |  | 252.0529 | 5.7878e-05 |  | 252.0529 | 0 |  | 252.0529 | 0 |  | 252.0529 | 0
| 252.8961 | 0 |  | 252.2582 | 0 |  | 252.2582 | 0 |  | 252.5633 | 0 |  | 252.2582 | 8.2352e-05 |  | 252.2582 | 0 |  | 252.2582 | 0 |  | 252.2582 | 0
| 253.1032 | 0 |  | 252.4635 | 0 |  | 252.4635 | 0 |  | 252.7694 | 0 |  | 252.4635 | 5.1768e-05 |  | 252.4635 | 0 |  | 252.4635 | 0 |  | 252.4635 | 0
| 253.3102 | 0 |  | 252.6688 | 0 |  | 252.6688 | 0 |  | 252.9756 | 0 |  | 252.6688 | 7.6156e-05 |  | 252.6688 | 0 |  | 252.6688 | 0 |  | 252.6688 | 0
| 253.5173 | 0 |  | 252.8741 | 0 |  | 252.8741 | 0 |  | 253.1818 | 0 |  | 252.8741 | 5.3043e-05 |  | 252.8741 | 0 |  | 252.8741 | 0 |  | 252.8741 | 0
| 253.7243 | 0 |  | 253.0794 | 0 |  | 253.0794 | 0 |  | 253.388 | 0 |  | 253.0794 | 8.4554e-05 |  | 253.0794 | 0 |  | 253.0794 | 0 |  | 253.0794 | 0
| 253.9314 | 0 |  | 253.2848 | 0 |  | 253.2848 | 0 |  | 253.5943 | 0 |  | 253.2848 | 5.5208e-05 |  | 253.2848 | 0 |  | 253.2848 | 0 |  | 253.2848 | 0
| 254.1385 | 0 |  | 253.4902 | 0 |  | 253.4902 | 0 |  | 253.8006 | 0 |  | 253.4902 | 7.7181e-05 |  | 253.4902 | 0 |  | 253.4902 | 0 |  | 253.4902 | 0
| 254.3457 | 0 |  | 253.6955 | 0 |  | 253.6955 | 0 |  | 254.0068 | 0 |  | 253.6955 | 4.9294e-05 |  | 253.6955 | 0 |  | 253.6955 | 0 |  | 253.6955 | 0
| 254.5528 | 0 |  | 253.9009 | 0 |  | 253.9009 | 0 |  | 254.2131 | 0 |  | 253.9009 | 7.7701e-05 |  | 253.9009 | 0 |  | 253.9009 | 0 |  | 253.9009 | 0
| 254.76 | 0 |  | 254.1064 | 0 |  | 254.1063 | 0 |  | 254.4195 | 0 |  | 254.1064 | 5.8567e-05 |  | 254.1064 | 0 |  | 254.1063 | 0 |  | 254.1064 | 0
| 254.9671 | 0 |  | 254.3118 | 0 |  | 254.3118 | 0 |  | 254.6258 | 0 |  | 254.3118 | 7.8519e-05 |  | 254.3118 | 0 |  | 254.3118 | 0 |  | 254.3118 | 0
| 255.1743 | 0 |  | 254.5172 | 0 |  | 254.5172 | 0 |  | 254.8321 | 0 |  | 254.5172 | 4.9342e-05 |  | 254.5172 | 0 |  | 254.5172 | 0 |  | 254.5172 | 0
| 255.3815 | 0 |  | 254.7227 | 0 |  | 254.7227 | 0 |  | 255.0385 | 0 |  | 254.7227 | 7.7109e-05 |  | 254.7227 | 0 |  | 254.7227 | 0 |  | 254.7227 | 0
| 255.5888 | 0 |  | 254.9281 | 0 |  | 254.9281 | 0 |  | 255.2449 | 0 |  | 254.9281 | 5.6021e-05 |  | 254.9281 | 0 |  | 254.9281 | 0 |  | 254.9281 | 0
| 255.796 | 0 |  | 255.1336 | 0 |  | 255.1336 | 0 |  | 255.4513 | 0 |  | 255.1336 | 7.6919e-05 |  | 255.1336 | 0 |  | 255.1336 | 0 |  | 255.1336 | 0
| 256.0032 | 0 |  | 255.3391 | 0 |  | 255.3391 | 0 |  | 255.6577 | 0 |  | 255.3391 | 5.3418e-05 |  | 255.3391 | 0 |  | 255.3391 | 0 |  | 255.3391 | 0
| 256.2105 | 0 |  | 255.5446 | 0 |  | 255.5446 | 0 |  | 255.8642 | 0 |  | 255.5446 | 8.4069e-05 |  | 255.5446 | 0 |  | 255.5446 | 0 |  | 255.5446 | 0
| 256.4178 | 0 |  | 255.7501 | 0 |  | 255.7501 | 0 |  | 256.0706 | 0 |  | 255.7501 | 5.0861e-05 |  | 255.7501 | 0 |  | 255.7501 | 0 |  | 255.7501 | 0
| 256.6251 | 0 |  | 255.9557 | 0 |  | 255.9557 | 0 |  | 256.2771 | 0 |  | 255.9557 | 7.8027e-05 |  | 255.9557 | 0 |  | 255.9557 | 0 |  | 255.9557 | 0
| 256.8324 | 0 |  | 256.1612 | 0 |  | 256.1612 | 0 |  | 256.4836 | 0 |  | 256.1612 | 5.5485e-05 |  | 256.1612 | 0 |  | 256.1612 | 0 |  | 256.1612 | 0
| 257.0398 | 0 |  | 256.3668 | 0 |  | 256.3668 | 0 |  | 256.6901 | 0 |  | 256.3668 | 8.0631e-05 |  | 256.3668 | 0 |  | 256.3668 | 0 |  | 256.3668 | 0
| 257.2471 | 0 |  | 256.5723 | 0 |  | 256.5723 | 0 |  | 256.8966 | 0 |  | 256.5723 | 5.2304e-05 |  | 256.5723 | 0 |  | 256.5723 | 0 |  | 256.5723 | 0
| 257.4545 | 0 |  | 256.7779 | 0 |  | 256.7779 | 0 |  | 257.1032 | 0 |  | 256.7779 | 8.1863e-05 |  | 256.7779 | 0 |  | 256.7779 | 0 |  | 256.7779 | 0
| 257.6619 | 0 |  | 256.9835 | 0 |  | 256.9835 | 0 |  | 257.3098 | 0 |  | 256.9835 | 5.1606e-05 |  | 256.9835 | 0 |  | 256.9835 | 0 |  | 256.9835 | 0
| 257.8693 | 0 |  | 257.1891 | 0 |  | 257.1891 | 0 |  | 257.5163 | 0 |  | 257.1891 | 7.7182e-05 |  | 257.1891 | 0 |  | 257.1891 | 0 |  | 257.1891 | 0
| 258.0767 | 0 |  | 257.3948 | 0 |  | 257.3948 | 0 |  | 257.7229 | 0 |  | 257.3948 | 5.2088e-05 |  | 257.3948 | 0 |  | 257.3948 | 0 |  | 257.3948 | 0
| 258.2841 | 0 |  | 257.6004 | 0 |  | 257.6004 | 0 |  | 257.9296 | 0 |  | 257.6004 | 8.2593e-05 |  | 257.6004 | 0 |  | 257.6004 | 0 |  | 257.6004 | 0
| 258.4916 | 0 |  | 257.8061 | 0 |  | 257.8061 | 0 |  | 258.1362 | 0 |  | 257.8061 | 4.9678e-05 |  | 257.8061 | 0 |  | 257.8061 | 0 |  | 257.8061 | 0
| 258.699 | 0 |  | 258.0117 | 0 |  | 258.0118 | 0 |  | 258.3428 | 0 |  | 258.0117 | 8.0534e-05 |  | 258.0117 | 0 |  | 258.0118 | 0 |  | 258.0117 | 0
| 258.9065 | 0 |  | 258.2174 | 0 |  | 258.2174 | 0 |  | 258.5495 | 0 |  | 258.2174 | 5.5312e-05 |  | 258.2174 | 0 |  | 258.2174 | 0 |  | 258.2174 | 0
| 259.114 | 0 |  | 258.4231 | 0 |  | 258.4231 | 0 |  | 258.7562 | 0 |  | 258.4231 | 8.1302e-05 |  | 258.4231 | 0 |  | 258.4231 | 0 |  | 258.4231 | 0
| 259.3215 | 0 |  | 258.6288 | 0 |  | 258.6288 | 0 |  | 258.9629 | 0 |  | 258.6288 | 5.0208e-05 |  | 258.6288 | 0 |  | 258.6288 | 0 |  | 258.6288 | 0
| 259.5291 | 0 |  | 258.8346 | 0 |  | 258.8346 | 0 |  | 259.1696 | 0 |  | 258.8346 | 8.2154e-05 |  | 258.8346 | 0 |  | 258.8346 | 0 |  | 258.8346 | 0
| 259.7366 | 0 |  | 259.0403 | 0 |  | 259.0403 | 0 |  | 259.3764 | 0 |  | 259.0403 | 4.9935e-05 |  | 259.0403 | 0 |  | 259.0403 | 0 |  | 259.0403 | 0
| 259.9442 | 0 |  | 259.2461 | 0 |  | 259.2461 | 0 |  | 259.5831 | 0 |  | 259.2461 | 7.9831e-05 |  | 259.2461 | 0 |  | 259.2461 | 0 |  | 259.2461 | 0
| 260.1517 | 0 |  | 259.4518 | 0 |  | 259.4518 | 0 |  | 259.7899 | 0 |  | 259.4518 | 5.073e-05 |  | 259.4518 | 0 |  | 259.4518 | 0 |  | 259.4518 | 0
| 260.3594 | 0 |  | 259.6576 | 0 |  | 259.6576 | 0 |  | 259.9967 | 0 |  | 259.6576 | 7.8084e-05 |  | 259.6576 | 0 |  | 259.6576 | 0 |  | 259.6576 | 0
| 260.567 | 0 |  | 259.8634 | 0 |  | 259.8634 | 0 |  | 260.2035 | 0 |  | 259.8634 | 5.1716e-05 |  | 259.8634 | 0 |  | 259.8634 | 0 |  | 259.8634 | 0
| 260.7746 | 0 |  | 260.0692 | 0 |  | 260.0692 | 0 |  | 260.4103 | 0 |  | 260.0692 | 7.6208e-05 |  | 260.0692 | 0 |  | 260.0692 | 0 |  | 260.0692 | 0
| 260.9822 | 0 |  | 260.2751 | 0 |  | 260.2751 | 0 |  | 260.6172 | 0 |  | 260.2751 | 5.0979e-05 |  | 260.2751 | 0 |  | 260.2751 | 0 |  | 260.2751 | 0
| 261.1899 | 0 |  | 260.4809 | 0 |  | 260.4809 | 0 |  | 260.8241 | 0 |  | 260.4809 | 8.6161e-05 |  | 260.4809 | 0 |  | 260.4809 | 0 |  | 260.4809 | 0
| 261.3976 | 0 |  | 260.6867 | 0 |  | 260.6867 | 0 |  | 261.0309 | 0 |  | 260.6867 | 5.0652e-05 |  | 260.6867 | 0 |  | 260.6867 | 0 |  | 260.6867 | 0
| 261.6053 | 0 |  | 260.8926 | 0 |  | 260.8926 | 0 |  | 261.2378 | 0 |  | 260.8926 | 8.0246e-05 |  | 260.8926 | 0 |  | 260.8926 | 0 |  | 260.8926 | 0
| 261.813 | 0 |  | 261.0985 | 0 |  | 261.0985 | 0 |  | 261.4448 | 0 |  | 261.0985 | 5.2151e-05 |  | 261.0985 | 0 |  | 261.0985 | 0 |  | 261.0985 | 0
| 262.0207 | 0 |  | 261.3044 | 0 |  | 261.3043 | 0 |  | 261.6517 | 0 |  | 261.3044 | 8.7026e-05 |  | 261.3044 | 0 |  | 261.3043 | 0 |  | 261.3044 | 0
| 262.2284 | 0 |  | 261.5103 | 0 |  | 261.5103 | 0 |  | 261.8586 | 0 |  | 261.5103 | 4.9188e-05 |  | 261.5103 | 0 |  | 261.5103 | 0 |  | 261.5103 | 0
| 262.4362 | 0 |  | 261.7162 | 0 |  | 261.7162 | 0 |  | 262.0656 | 0 |  | 261.7162 | 7.7453e-05 |  | 261.7162 | 0 |  | 261.7162 | 0 |  | 261.7162 | 0
| 262.644 | 0 |  | 261.9221 | 0 |  | 261.9221 | 0 |  | 262.2726 | 0 |  | 261.9221 | 4.8387e-05 |  | 261.9221 | 0 |  | 261.9221 | 0 |  | 261.9221 | 0
| 262.8518 | 0 |  | 262.1281 | 0 |  | 262.1281 | 0 |  | 262.4796 | 0 |  | 262.1281 | 8.1451e-05 |  | 262.1281 | 0 |  | 262.1281 | 0 |  | 262.1281 | 0
| 263.0596 | 0 |  | 262.334 | 0 |  | 262.334 | 0 |  | 262.6866 | 0 |  | 262.334 | 5.4773e-05 |  | 262.334 | 0 |  | 262.334 | 0 |  | 262.334 | 0
| 263.2674 | 0 |  | 262.54 | 0 |  | 262.54 | 0 |  | 262.8937 | 0 |  | 262.54 | 7.8018e-05 |  | 262.54 | 0 |  | 262.54 | 0 |  | 262.54 | 0
| 263.4752 | 0 |  | 262.746 | 0 |  | 262.746 | 0 |  | 263.1007 | 0 |  | 262.746 | 5.1259e-05 |  | 262.746 | 0 |  | 262.746 | 0 |  | 262.746 | 0
| 263.6831 | 0 |  | 262.952 | 0 |  | 262.952 | 0 |  | 263.3078 | 0 |  | 262.952 | 8.7203e-05 |  | 262.952 | 0 |  | 262.952 | 0 |  | 262.952 | 0
| 263.8909 | 0 |  | 263.158 | 0 |  | 263.158 | 0 |  | 263.5149 | 0 |  | 263.158 | 5.3214e-05 |  | 263.158 | 0 |  | 263.158 | 0 |  | 263.158 | 0
| 264.0988 | 0 |  | 263.364 | 0 |  | 263.364 | 0 |  | 263.722 | 0 |  | 263.364 | 7.9159e-05 |  | 263.364 | 0 |  | 263.364 | 0 |  | 263.364 | 0
| 264.3067 | 0 |  | 263.5701 | 0 |  | 263.5701 | 0 |  | 263.9291 | 0 |  | 263.5701 | 5.124e-05 |  | 263.5701 | 0 |  | 263.5701 | 0 |  | 263.5701 | 0
| 264.5147 | 0 |  | 263.7761 | 0 |  | 263.7761 | 0 |  | 264.1363 | 0 |  | 263.7761 | 8.319e-05 |  | 263.7761 | 0 |  | 263.7761 | 0 |  | 263.7761 | 0
| 264.7226 | 0 |  | 263.9822 | 0 |  | 263.9822 | 0 |  | 264.3435 | 0 |  | 263.9822 | 5.3399e-05 |  | 263.9822 | 0 |  | 263.9822 | 0 |  | 263.9822 | 0
| 264.9305 | 0 |  | 264.1883 | 0 |  | 264.1883 | 0 |  | 264.5506 | 0 |  | 264.1883 | 7.9409e-05 |  | 264.1883 | 0 |  | 264.1883 | 0 |  | 264.1883 | 0
| 265.1385 | 0 |  | 264.3944 | 0 |  | 264.3944 | 0 |  | 264.7578 | 0 |  | 264.3944 | 5.7478e-05 |  | 264.3944 | 0 |  | 264.3944 | 0 |  | 264.3944 | 0
| 265.3465 | 0 |  | 264.6005 | 0 |  | 264.6005 | 0 |  | 264.9651 | 0 |  | 264.6005 | 8.0187e-05 |  | 264.6005 | 0 |  | 264.6005 | 0 |  | 264.6005 | 0
| 265.5545 | 0 |  | 264.8066 | 0 |  | 264.8066 | 0 |  | 265.1723 | 0 |  | 264.8066 | 4.8909e-05 |  | 264.8066 | 0 |  | 264.8066 | 0 |  | 264.8066 | 0
| 265.7625 | 0 |  | 265.0128 | 0 |  | 265.0128 | 0 |  | 265.3795 | 0 |  | 265.0128 | 8.676e-05 |  | 265.0128 | 0 |  | 265.0128 | 0 |  | 265.0128 | 0
| 265.9705 | 0 |  | 265.2189 | 0 |  | 265.2189 | 0 |  | 265.5868 | 0 |  | 265.2189 | 5.1699e-05 |  | 265.2189 | 0 |  | 265.2189 | 0 |  | 265.2189 | 0
| 266.1786 | 0 |  | 265.4251 | 0 |  | 265.4251 | 0 |  | 265.7941 | 0 |  | 265.4251 | 7.9204e-05 |  | 265.4251 | 0 |  | 265.4251 | 0 |  | 265.4251 | 0
| 266.3867 | 0 |  | 265.6313 | 0 |  | 265.6313 | 0 |  | 266.0014 | 0 |  | 265.6313 | 5.5778e-05 |  | 265.6313 | 0 |  | 265.6313 | 0 |  | 265.6313 | 0
| 266.5947 | 0 |  | 265.8374 | 0 |  | 265.8374 | 0 |  | 266.2087 | 0 |  | 265.8374 | 8.2199e-05 |  | 265.8374 | 0 |  | 265.8374 | 0 |  | 265.8374 | 0
| 266.8028 | 0 |  | 266.0436 | 0 |  | 266.0436 | 0 |  | 266.416 | 0 |  | 266.0436 | 5.5079e-05 |  | 266.0436 | 0 |  | 266.0436 | 0 |  | 266.0436 | 0
| 267.0109 | 0 |  | 266.2499 | 0 |  | 266.2499 | 0 |  | 266.6234 | 0 |  | 266.2499 | 8.4276e-05 |  | 266.2499 | 0 |  | 266.2499 | 0 |  | 266.2499 | 0
| 267.2191 | 0 |  | 266.4561 | 0 |  | 266.4561 | 0 |  | 266.8308 | 0 |  | 266.4561 | 5.3174e-05 |  | 266.4561 | 0 |  | 266.4561 | 0 |  | 266.4561 | 0
| 267.4272 | 0 |  | 266.6624 | 0 |  | 266.6624 | 0 |  | 267.0382 | 0 |  | 266.6624 | 7.7972e-05 |  | 266.6624 | 0 |  | 266.6624 | 0 |  | 266.6624 | 0
| 267.6354 | 0 |  | 266.8686 | 0 |  | 266.8686 | 0 |  | 267.2456 | 0 |  | 266.8686 | 5.1533e-05 |  | 266.8686 | 0 |  | 266.8686 | 0 |  | 266.8686 | 0
| 267.8436 | 0 |  | 267.0749 | 0 |  | 267.0749 | 0 |  | 267.453 | 0 |  | 267.0749 | 8.1964e-05 |  | 267.0749 | 0 |  | 267.0749 | 0 |  | 267.0749 | 0
| 268.0518 | 0 |  | 267.2812 | 0 |  | 267.2812 | 0 |  | 267.6605 | 0 |  | 267.2812 | 5.5034e-05 |  | 267.2812 | 0 |  | 267.2812 | 0 |  | 267.2812 | 0
| 268.26 | 0 |  | 267.4875 | 0 |  | 267.4875 | 0 |  | 267.8679 | 0 |  | 267.4875 | 8.4049e-05 |  | 267.4875 | 0 |  | 267.4875 | 0 |  | 267.4875 | 0
| 268.4682 | 0 |  | 267.6938 | 0 |  | 267.6938 | 0 |  | 268.0754 | 0 |  | 267.6938 | 5.3867e-05 |  | 267.6938 | 0 |  | 267.6938 | 0 |  | 267.6938 | 0
| 268.6764 | 0 |  | 267.9001 | 0 |  | 267.9001 | 0 |  | 268.2829 | 0 |  | 267.9001 | 7.7822e-05 |  | 267.9001 | 0 |  | 267.9001 | 0 |  | 267.9001 | 0
| 268.8847 | 0 |  | 268.1065 | 0 |  | 268.1065 | 0 |  | 268.4904 | 0 |  | 268.1065 | 4.7011e-05 |  | 268.1065 | 0 |  | 268.1065 | 0 |  | 268.1065 | 0
| 269.093 | 0 |  | 268.3128 | 0 |  | 268.3128 | 0 |  | 268.6979 | 0 |  | 268.3128 | 8.1e-05 |  | 268.3128 | 0 |  | 268.3128 | 0 |  | 268.3128 | 0
| 269.3012 | 0 |  | 268.5192 | 0 |  | 268.5192 | 0 |  | 268.9055 | 0 |  | 268.5192 | 5.3087e-05 |  | 268.5192 | 0 |  | 268.5192 | 0 |  | 268.5192 | 0
| 269.5096 | 0 |  | 268.7256 | 0 |  | 268.7256 | 0 |  | 269.113 | 0 |  | 268.7256 | 7.7801e-05 |  | 268.7256 | 0 |  | 268.7256 | 0 |  | 268.7256 | 0
| 269.7179 | 0 |  | 268.932 | 0 |  | 268.932 | 0 |  | 269.3206 | 0 |  | 268.932 | 5.4762e-05 |  | 268.932 | 0 |  | 268.932 | 0 |  | 268.932 | 0
| 269.9262 | 0 |  | 269.1384 | 0 |  | 269.1384 | 0 |  | 269.5282 | 0 |  | 269.1384 | 8.2252e-05 |  | 269.1384 | 0 |  | 269.1384 | 0 |  | 269.1384 | 0
| 270.1346 | 0 |  | 269.3448 | 0 |  | 269.3448 | 0 |  | 269.7359 | 0 |  | 269.3448 | 5.4558e-05 |  | 269.3448 | 0 |  | 269.3448 | 0 |  | 269.3448 | 0
| 270.3429 | 0 |  | 269.5512 | 0 |  | 269.5512 | 0 |  | 269.9435 | 0 |  | 269.5512 | 8.3802e-05 |  | 269.5512 | 0 |  | 269.5512 | 0 |  | 269.5512 | 0
| 270.5513 | 0 |  | 269.7577 | 0 |  | 269.7577 | 0 |  | 270.1511 | 0 |  | 269.7577 | 5.0436e-05 |  | 269.7577 | 0 |  | 269.7577 | 0 |  | 269.7577 | 0
| 270.7597 | 0 |  | 269.9642 | 0 |  | 269.9642 | 0 |  | 270.3588 | 0 |  | 269.9642 | 8.1366e-05 |  | 269.9642 | 0 |  | 269.9642 | 0 |  | 269.9642 | 0
| 270.9681 | 0 |  | 270.1707 | 0 |  | 270.1707 | 0 |  | 270.5665 | 0 |  | 270.1707 | 4.6717e-05 |  | 270.1707 | 0 |  | 270.1707 | 0 |  | 270.1707 | 0
| 271.1766 | 0 |  | 270.3771 | 0 |  | 270.3771 | 0 |  | 270.7742 | 0 |  | 270.3771 | 8.4786e-05 |  | 270.3771 | 0 |  | 270.3771 | 0 |  | 270.3771 | 0
| 271.385 | 0 |  | 270.5836 | 0 |  | 270.5836 | 0 |  | 270.9819 | 0 |  | 270.5836 | 5.1963e-05 |  | 270.5836 | 0 |  | 270.5836 | 0 |  | 270.5836 | 0
| 271.5935 | 0 |  | 270.7902 | 0 |  | 270.7902 | 0 |  | 271.1897 | 0 |  | 270.7902 | 8.1009e-05 |  | 270.7902 | 0 |  | 270.7902 | 0 |  | 270.7902 | 0
| 271.802 | 0 |  | 270.9967 | 0 |  | 270.9967 | 0 |  | 271.3974 | 0 |  | 270.9967 | 5.4122e-05 |  | 270.9967 | 0 |  | 270.9967 | 0 |  | 270.9967 | 0
| 272.0105 | 0 |  | 271.2032 | 0 |  | 271.2033 | 0 |  | 271.6052 | 0 |  | 271.2032 | 7.6011e-05 |  | 271.2032 | 0 |  | 271.2033 | 0 |  | 271.2032 | 0
| 272.219 | 0 |  | 271.4098 | 0 |  | 271.4098 | 0 |  | 271.813 | 0 |  | 271.4098 | 5.5733e-05 |  | 271.4098 | 0 |  | 271.4098 | 0 |  | 271.4098 | 0
| 272.4275 | 0 |  | 271.6164 | 0 |  | 271.6164 | 0 |  | 272.0208 | 0 |  | 271.6164 | 8.1082e-05 |  | 271.6164 | 0 |  | 271.6164 | 0 |  | 271.6164 | 0
| 272.6361 | 0 |  | 271.823 | 0 |  | 271.823 | 0 |  | 272.2286 | 0 |  | 271.823 | 5.178e-05 |  | 271.823 | 0 |  | 271.823 | 0 |  | 271.823 | 0
| 272.8446 | 0 |  | 272.0296 | 0 |  | 272.0296 | 0 |  | 272.4365 | 0 |  | 272.0296 | 8.1898e-05 |  | 272.0296 | 0 |  | 272.0296 | 0 |  | 272.0296 | 0
| 273.0532 | 0 |  | 272.2362 | 0 |  | 272.2362 | 0 |  | 272.6443 | 0 |  | 272.2362 | 5.3578e-05 |  | 272.2362 | 0 |  | 272.2362 | 0 |  | 272.2362 | 0
| 273.2618 | 0 |  | 272.4428 | 0 |  | 272.4428 | 0 |  | 272.8522 | 0 |  | 272.4428 | 7.8248e-05 |  | 272.4428 | 0 |  | 272.4428 | 0 |  | 272.4428 | 0
| 273.4704 | 0 |  | 272.6494 | 0 |  | 272.6494 | 0 |  | 273.0601 | 0 |  | 272.6494 | 5.8981e-05 |  | 272.6494 | 0 |  | 272.6494 | 0 |  | 272.6494 | 0
| 273.6791 | 0 |  | 272.8561 | 0 |  | 272.8561 | 0 |  | 273.268 | 0 |  | 272.8561 | 8.8207e-05 |  | 272.8561 | 0 |  | 272.8561 | 0 |  | 272.8561 | 0
| 273.8877 | 0 |  | 273.0628 | 0 |  | 273.0628 | 0 |  | 273.476 | 0 |  | 273.0628 | 5.3614e-05 |  | 273.0628 | 0 |  | 273.0628 | 0 |  | 273.0628 | 0
| 274.0963 | 0 |  | 273.2695 | 0 |  | 273.2695 | 0 |  | 273.6839 | 0 |  | 273.2695 | 7.9535e-05 |  | 273.2695 | 0 |  | 273.2695 | 0 |  | 273.2695 | 0
| 274.305 | 0 |  | 273.4762 | 0 |  | 273.4762 | 0 |  | 273.8919 | 0 |  | 273.4762 | 6.0964e-05 |  | 273.4762 | 0 |  | 273.4762 | 0 |  | 273.4762 | 0
| 274.5137 | 0 |  | 273.6829 | 0 |  | 273.6829 | 0 |  | 274.0999 | 0 |  | 273.6829 | 8.2806e-05 |  | 273.6829 | 0 |  | 273.6829 | 0 |  | 273.6829 | 0
| 274.7224 | 0 |  | 273.8896 | 0 |  | 273.8896 | 0 |  | 274.3079 | 0 |  | 273.8896 | 6.3076e-05 |  | 273.8896 | 0 |  | 273.8896 | 0 |  | 273.8896 | 0
| 274.9311 | 0 |  | 274.0963 | 0 |  | 274.0963 | 0 |  | 274.5159 | 0 |  | 274.0963 | 8.5197e-05 |  | 274.0963 | 0 |  | 274.0963 | 0 |  | 274.0963 | 0
| 275.1399 | 0 |  | 274.3031 | 0 |  | 274.3031 | 0 |  | 274.7239 | 0 |  | 274.3031 | 5.6465e-05 |  | 274.3031 | 0 |  | 274.3031 | 0 |  | 274.3031 | 0
| 275.3486 | 0 |  | 274.5099 | 0 |  | 274.5099 | 0 |  | 274.932 | 0 |  | 274.5099 | 7.7194e-05 |  | 274.5099 | 0 |  | 274.5099 | 0 |  | 274.5099 | 0
| 275.5574 | 0 |  | 274.7166 | 0 |  | 274.7166 | 0 |  | 275.14 | 0 |  | 274.7166 | 6.0655e-05 |  | 274.7166 | 0 |  | 274.7166 | 0 |  | 274.7166 | 0
| 275.7662 | 0 |  | 274.9234 | 0 |  | 274.9234 | 0 |  | 275.3481 | 0 |  | 274.9234 | 8.0836e-05 |  | 274.9234 | 0 |  | 274.9234 | 0 |  | 274.9234 | 0
| 275.975 | 0 |  | 275.1302 | 0 |  | 275.1302 | 0 |  | 275.5562 | 0 |  | 275.1302 | 5.6298e-05 |  | 275.1302 | 0 |  | 275.1302 | 0 |  | 275.1302 | 0
| 276.1838 | 0 |  | 275.337 | 0 |  | 275.337 | 0 |  | 275.7644 | 0 |  | 275.337 | 8.2407e-05 |  | 275.337 | 0 |  | 275.337 | 0 |  | 275.337 | 0
| 276.3927 | 0 |  | 275.5439 | 0 |  | 275.5439 | 0 |  | 275.9725 | 0 |  | 275.5439 | 6.0708e-05 |  | 275.5439 | 0 |  | 275.5439 | 0 |  | 275.5439 | 0
| 276.6015 | 0 |  | 275.7507 | 0 |  | 275.7507 | 0 |  | 276.1807 | 0 |  | 275.7507 | 8.2726e-05 |  | 275.7507 | 0 |  | 275.7507 | 0 |  | 275.7507 | 0
| 276.8104 | 0 |  | 275.9576 | 0 |  | 275.9576 | 0 |  | 276.3888 | 0 |  | 275.9576 | 5.5169e-05 |  | 275.9576 | 0 |  | 275.9576 | 0 |  | 275.9576 | 0
| 277.0192 | 0 |  | 276.1645 | 0 |  | 276.1645 | 0 |  | 276.597 | 0 |  | 276.1645 | 8.7171e-05 |  | 276.1645 | 0 |  | 276.1645 | 0 |  | 276.1645 | 0
| 277.2282 | 0 |  | 276.3713 | 0 |  | 276.3713 | 0 |  | 276.8052 | 0 |  | 276.3713 | 5.6383e-05 |  | 276.3713 | 0 |  | 276.3713 | 0 |  | 276.3713 | 0
| 277.4371 | 0 |  | 276.5782 | 0 |  | 276.5783 | 0 |  | 277.0135 | 0 |  | 276.5782 | 8.5347e-05 |  | 276.5782 | 0 |  | 276.5783 | 0 |  | 276.5782 | 0
| 277.646 | 0 |  | 276.7852 | 0 |  | 276.7852 | 0 |  | 277.2217 | 0 |  | 276.7852 | 5.6773e-05 |  | 276.7852 | 0 |  | 276.7852 | 0 |  | 276.7852 | 0
| 277.8549 | 0 |  | 276.9921 | 0 |  | 276.9921 | 0 |  | 277.43 | 0 |  | 276.9921 | 8.5384e-05 |  | 276.9921 | 0 |  | 276.9921 | 0 |  | 276.9921 | 0
| 278.0639 | 0 |  | 277.199 | 0 |  | 277.199 | 0 |  | 277.6383 | 0 |  | 277.199 | 5.7278e-05 |  | 277.199 | 0 |  | 277.199 | 0 |  | 277.199 | 0
| 278.2729 | 0 |  | 277.406 | 0 |  | 277.406 | 0 |  | 277.8465 | 0 |  | 277.406 | 8.1969e-05 |  | 277.406 | 0 |  | 277.406 | 0 |  | 277.406 | 0
| 278.4819 | 0 |  | 277.6129 | 0 |  | 277.613 | 0 |  | 278.0549 | 0 |  | 277.6129 | 6.2286e-05 |  | 277.6129 | 0 |  | 277.613 | 0 |  | 277.6129 | 0
| 278.6909 | 0 |  | 277.8199 | 0 |  | 277.8199 | 0 |  | 278.2632 | 0 |  | 277.8199 | 8.3047e-05 |  | 277.8199 | 0 |  | 277.8199 | 0 |  | 277.8199 | 0
| 278.8999 | 0 |  | 278.0269 | 0 |  | 278.0269 | 0 |  | 278.4715 | 0 |  | 278.0269 | 5.1547e-05 |  | 278.0269 | 0 |  | 278.0269 | 0 |  | 278.0269 | 0
| 279.1089 | 0 |  | 278.2339 | 0 |  | 278.2339 | 0 |  | 278.6799 | 0 |  | 278.2339 | 8.2912e-05 |  | 278.2339 | 0 |  | 278.2339 | 0 |  | 278.2339 | 0
| 279.318 | 0 |  | 278.4409 | 0 |  | 278.4409 | 0 |  | 278.8883 | 0 |  | 278.4409 | 5.821e-05 |  | 278.4409 | 0 |  | 278.4409 | 0 |  | 278.4409 | 0
| 279.5271 | 0 |  | 278.648 | 0 |  | 278.648 | 0 |  | 279.0967 | 0 |  | 278.648 | 8.8361e-05 |  | 278.648 | 0 |  | 278.648 | 0 |  | 278.648 | 0
| 279.7362 | 0 |  | 278.855 | 0 |  | 278.855 | 0 |  | 279.3051 | 0 |  | 278.855 | 5.3507e-05 |  | 278.855 | 0 |  | 278.855 | 0 |  | 278.855 | 0
| 279.9453 | 0 |  | 279.0621 | 0 |  | 279.0621 | 0 |  | 279.5135 | 0 |  | 279.0621 | 8.9298e-05 |  | 279.0621 | 0 |  | 279.0621 | 0 |  | 279.0621 | 0
| 280.1544 | 0 |  | 279.2692 | 0 |  | 279.2692 | 0 |  | 279.722 | 0 |  | 279.2692 | 6.0233e-05 |  | 279.2692 | 0 |  | 279.2692 | 0 |  | 279.2692 | 0
| 280.3635 | 0 |  | 279.4763 | 0 |  | 279.4763 | 0 |  | 279.9305 | 0 |  | 279.4763 | 8.5675e-05 |  | 279.4763 | 0 |  | 279.4763 | 0 |  | 279.4763 | 0
| 280.5727 | 0 |  | 279.6833 | 0 |  | 279.6834 | 0 |  | 280.1389 | 0 |  | 279.6833 | 5.3844e-05 |  | 279.6833 | 0 |  | 279.6834 | 0 |  | 279.6833 | 0
| 280.7819 | 0 |  | 279.8905 | 0 |  | 279.8905 | 0 |  | 280.3474 | 0 |  | 279.8905 | 9.1333e-05 |  | 279.8905 | 0 |  | 279.8905 | 0 |  | 279.8905 | 0
| 280.991 | 0 |  | 280.0976 | 0 |  | 280.0976 | 0 |  | 280.556 | 0 |  | 280.0976 | 5.7766e-05 |  | 280.0976 | 0 |  | 280.0976 | 0 |  | 280.0976 | 0
| 281.2002 | 0 |  | 280.3047 | 0 |  | 280.3048 | 0 |  | 280.7645 | 0 |  | 280.3047 | 8.5621e-05 |  | 280.3047 | 0 |  | 280.3048 | 0 |  | 280.3047 | 0
| 281.4095 | 0 |  | 280.5119 | 0 |  | 280.5119 | 0 |  | 280.9731 | 0 |  | 280.5119 | 5.8719e-05 |  | 280.5119 | 0 |  | 280.5119 | 0 |  | 280.5119 | 0
| 281.6187 | 0 |  | 280.7191 | 0 |  | 280.7191 | 0 |  | 281.1816 | 0 |  | 280.7191 | 9.3062e-05 |  | 280.7191 | 0 |  | 280.7191 | 0 |  | 280.7191 | 0
| 281.8279 | 0 |  | 280.9263 | 0 |  | 280.9263 | 0 |  | 281.3902 | 0 |  | 280.9263 | 6.4104e-05 |  | 280.9263 | 0 |  | 280.9263 | 0 |  | 280.9263 | 0
| 282.0372 | 0 |  | 281.1335 | 0 |  | 281.1334 | 0 |  | 281.5988 | 0 |  | 281.1335 | 8.698e-05 |  | 281.1335 | 0 |  | 281.1334 | 0 |  | 281.1335 | 0
| 282.2465 | 0 |  | 281.3407 | 0 |  | 281.3407 | 0 |  | 281.8075 | 0 |  | 281.3407 | 5.923e-05 |  | 281.3407 | 0 |  | 281.3407 | 0 |  | 281.3407 | 0
| 282.4558 | 0 |  | 281.5479 | 0 |  | 281.5479 | 0 |  | 282.0161 | 0 |  | 281.5479 | 8.1577e-05 |  | 281.5479 | 0 |  | 281.5479 | 0 |  | 281.5479 | 0
| 282.6651 | 0 |  | 281.7551 | 0 |  | 281.7551 | 0 |  | 282.2247 | 0 |  | 281.7551 | 6.0148e-05 |  | 281.7551 | 0 |  | 281.7551 | 0 |  | 281.7551 | 0
| 282.8744 | 0 |  | 281.9624 | 0 |  | 281.9624 | 0 |  | 282.4334 | 0 |  | 281.9624 | 9.2386e-05 |  | 281.9624 | 0 |  | 281.9624 | 0 |  | 281.9624 | 0
| 283.0838 | 0 |  | 282.1696 | 0 |  | 282.1696 | 0 |  | 282.6421 | 0 |  | 282.1696 | 6.2928e-05 |  | 282.1696 | 0 |  | 282.1696 | 0 |  | 282.1696 | 0
| 283.2931 | 0 |  | 282.3769 | 0 |  | 282.3769 | 0 |  | 282.8508 | 0 |  | 282.3769 | 9.5024e-05 |  | 282.3769 | 0 |  | 282.3769 | 0 |  | 282.3769 | 0
| 283.5025 | 0 |  | 282.5842 | 0 |  | 282.5842 | 0 |  | 283.0596 | 0 |  | 282.5842 | 6.0118e-05 |  | 282.5842 | 0 |  | 282.5842 | 0 |  | 282.5842 | 0
| 283.7119 | 0 |  | 282.7915 | 0 |  | 282.7915 | 0 |  | 283.2683 | 0 |  | 282.7915 | 8.8866e-05 |  | 282.7915 | 0 |  | 282.7915 | 0 |  | 282.7915 | 0
| 283.9213 | 0 |  | 282.9988 | 0 |  | 282.9988 | 0 |  | 283.4771 | 0 |  | 282.9988 | 6.5409e-05 |  | 282.9988 | 0 |  | 282.9988 | 0 |  | 282.9988 | 0
| 284.1307 | 0 |  | 283.2062 | 0 |  | 283.2062 | 0 |  | 283.6858 | 0 |  | 283.2062 | 8.6932e-05 |  | 283.2062 | 0 |  | 283.2062 | 0 |  | 283.2062 | 0
| 284.3402 | 0 |  | 283.4135 | 0 |  | 283.4135 | 0 |  | 283.8946 | 0 |  | 283.4135 | 6.8219e-05 |  | 283.4135 | 0 |  | 283.4135 | 0 |  | 283.4135 | 0
| 284.5496 | 0 |  | 283.6209 | 0 |  | 283.6209 | 0 |  | 284.1035 | 0 |  | 283.6209 | 9.0167e-05 |  | 283.6209 | 0 |  | 283.6209 | 0 |  | 283.6209 | 0
| 284.7591 | 0 |  | 283.8282 | 0 |  | 283.8283 | 0 |  | 284.3123 | 0 |  | 283.8282 | 6.4416e-05 |  | 283.8282 | 0 |  | 283.8283 | 0 |  | 283.8282 | 0
| 284.9686 | 0 |  | 284.0356 | 0 |  | 284.0356 | 0 |  | 284.5211 | 0 |  | 284.0356 | 9.5438e-05 |  | 284.0356 | 0 |  | 284.0356 | 0 |  | 284.0356 | 0
| 285.1781 | 0 |  | 284.243 | 0 |  | 284.243 | 0 |  | 284.73 | 0 |  | 284.243 | 6.7788e-05 |  | 284.243 | 0 |  | 284.243 | 0 |  | 284.243 | 0
| 285.3876 | 0 |  | 284.4504 | 0 |  | 284.4504 | 0 |  | 284.9389 | 0 |  | 284.4504 | 9.6778e-05 |  | 284.4504 | 0 |  | 284.4504 | 0 |  | 284.4504 | 0
| 285.5971 | 0 |  | 284.6579 | 0 |  | 284.6579 | 0 |  | 285.1478 | 0 |  | 284.6579 | 6.215e-05 |  | 284.6579 | 0 |  | 284.6579 | 0 |  | 284.6579 | 0
| 285.8067 | 0 |  | 284.8653 | 0 |  | 284.8653 | 0 |  | 285.3567 | 0 |  | 284.8653 | 0.0001007 |  | 284.8653 | 0 |  | 284.8653 | 0 |  | 284.8653 | 0
| 286.0163 | 0 |  | 285.0728 | 0 |  | 285.0727 | 0 |  | 285.5656 | 0 |  | 285.0728 | 7.1578e-05 |  | 285.0728 | 0 |  | 285.0727 | 0 |  | 285.0728 | 0
| 286.2258 | 0 |  | 285.2802 | 0 |  | 285.2802 | 0 |  | 285.7746 | 0 |  | 285.2802 | 9.9969e-05 |  | 285.2802 | 0 |  | 285.2802 | 0 |  | 285.2802 | 0
| 286.4354 | 0 |  | 285.4877 | 0 |  | 285.4877 | 0 |  | 285.9835 | 0 |  | 285.4877 | 6.7692e-05 |  | 285.4877 | 0 |  | 285.4877 | 0 |  | 285.4877 | 0
| 286.6451 | 0 |  | 285.6952 | 0 |  | 285.6952 | 0 |  | 286.1925 | 0 |  | 285.6952 | 0.000102 |  | 285.6952 | 0 |  | 285.6952 | 0 |  | 285.6952 | 0
| 286.8547 | 0 |  | 285.9027 | 0 |  | 285.9027 | 0 |  | 286.4015 | 0 |  | 285.9027 | 7.0871e-05 |  | 285.9027 | 0 |  | 285.9027 | 0 |  | 285.9027 | 0
| 287.0643 | 0 |  | 286.1102 | 0 |  | 286.1102 | 0 |  | 286.6105 | 0 |  | 286.1102 | 0.00010266 |  | 286.1102 | 0 |  | 286.1102 | 0 |  | 286.1102 | 0
| 287.274 | 0 |  | 286.3177 | 0 |  | 286.3177 | 0 |  | 286.8196 | 0 |  | 286.3177 | 7.4868e-05 |  | 286.3177 | 0 |  | 286.3177 | 0 |  | 286.3177 | 0
| 287.4837 | 0 |  | 286.5253 | 0 |  | 286.5253 | 0 |  | 287.0286 | 0 |  | 286.5253 | 9.8763e-05 |  | 286.5253 | 0 |  | 286.5253 | 0 |  | 286.5253 | 0
| 287.6934 | 0 |  | 286.7329 | 0 |  | 286.7329 | 0 |  | 287.2377 | 0 |  | 286.7329 | 7.1677e-05 |  | 286.7329 | 0 |  | 286.7329 | 0 |  | 286.7329 | 0
| 287.9031 | 0 |  | 286.9404 | 0 |  | 286.9404 | 0 |  | 287.4468 | 0 |  | 286.9404 | 0.00010663 |  | 286.9404 | 0 |  | 286.9404 | 0 |  | 286.9404 | 0
| 288.1128 | 0 |  | 287.148 | 0 |  | 287.148 | 0 |  | 287.6559 | 0 |  | 287.148 | 7.2084e-05 |  | 287.148 | 0 |  | 287.148 | 0 |  | 287.148 | 0
| 288.3225 | 0 |  | 287.3556 | 0 |  | 287.3556 | 0 |  | 287.865 | 0 |  | 287.3556 | 0.00010117 |  | 287.3556 | 0 |  | 287.3556 | 0 |  | 287.3556 | 0
| 288.5323 | 0 |  | 287.5632 | 0 |  | 287.5632 | 0 |  | 288.0741 | 0 |  | 287.5632 | 7.5655e-05 |  | 287.5632 | 0 |  | 287.5632 | 0 |  | 287.5632 | 0
| 288.7421 | 0 |  | 287.7709 | 0 |  | 287.7709 | 0 |  | 288.2833 | 0 |  | 287.7709 | 9.8269e-05 |  | 287.7709 | 0 |  | 287.7709 | 0 |  | 287.7709 | 0
| 288.9518 | 0 |  | 287.9785 | 0 |  | 287.9785 | 0 |  | 288.4925 | 0 |  | 287.9785 | 7.6647e-05 |  | 287.9785 | 0 |  | 287.9785 | 0 |  | 287.9785 | 0
| 289.1616 | 0 |  | 288.1862 | 0 |  | 288.1862 | 0 |  | 288.7017 | 0 |  | 288.1862 | 0.00010221 |  | 288.1862 | 0 |  | 288.1862 | 0 |  | 288.1862 | 0
| 289.3715 | 0 |  | 288.3938 | 0 |  | 288.3938 | 0 |  | 288.9109 | 0 |  | 288.3938 | 7.1388e-05 |  | 288.3938 | 0 |  | 288.3938 | 0 |  | 288.3938 | 0
| 289.5813 | 0 |  | 288.6015 | 0 |  | 288.6015 | 0 |  | 289.1201 | 0 |  | 288.6015 | 9.4598e-05 |  | 288.6015 | 0 |  | 288.6015 | 0 |  | 288.6015 | 0
| 289.7911 | 0 |  | 288.8092 | 0 |  | 288.8092 | 0 |  | 289.3293 | 0 |  | 288.8092 | 7.9219e-05 |  | 288.8092 | 0 |  | 288.8092 | 0 |  | 288.8092 | 0
| 290.001 | 0 |  | 289.0169 | 0 |  | 289.0169 | 0 |  | 289.5386 | 0 |  | 289.0169 | 0.00010401 |  | 289.0169 | 0 |  | 289.0169 | 0 |  | 289.0169 | 0
| 290.2109 | 0 |  | 289.2246 | 0 |  | 289.2246 | 0 |  | 289.7479 | 0 |  | 289.2246 | 7.3776e-05 |  | 289.2246 | 0 |  | 289.2246 | 0 |  | 289.2246 | 0
| 290.4208 | 0 |  | 289.4324 | 0 |  | 289.4324 | 0 |  | 289.9572 | 0 |  | 289.4324 | 0.00010537 |  | 289.4324 | 0 |  | 289.4324 | 0 |  | 289.4324 | 0
| 290.6307 | 0 |  | 289.6401 | 0 |  | 289.6401 | 0 |  | 290.1665 | 0 |  | 289.6401 | 7.7819e-05 |  | 289.6401 | 0 |  | 289.6401 | 0 |  | 289.6401 | 0
| 290.8406 | 0 |  | 289.8479 | 0 |  | 289.8479 | 0 |  | 290.3758 | 0 |  | 289.8479 | 0.00010378 |  | 289.8479 | 0 |  | 289.8479 | 0 |  | 289.8479 | 0
| 291.0506 | 0 |  | 290.0557 | 0 |  | 290.0557 | 0 |  | 290.5851 | 0 |  | 290.0557 | 7.4021e-05 |  | 290.0557 | 0 |  | 290.0557 | 0 |  | 290.0557 | 0
| 291.2605 | 0 |  | 290.2635 | 0 |  | 290.2635 | 0 |  | 290.7945 | 0 |  | 290.2635 | 0.00010238 |  | 290.2635 | 0 |  | 290.2635 | 0 |  | 290.2635 | 0
| 291.4705 | 0 |  | 290.4713 | 0 |  | 290.4712 | 0 |  | 291.0039 | 0 |  | 290.4713 | 7.97e-05 |  | 290.4713 | 0 |  | 290.4712 | 0 |  | 290.4713 | 0
| 291.6805 | 0 |  | 290.679 | 0 |  | 290.6791 | 0 |  | 291.2133 | 0 |  | 290.679 | 9.9647e-05 |  | 290.679 | 0 |  | 290.6791 | 0 |  | 290.679 | 0
| 291.8905 | 0 |  | 290.8869 | 0 |  | 290.8869 | 0 |  | 291.4227 | 0 |  | 290.8869 | 7.6675e-05 |  | 290.8869 | 0 |  | 290.8869 | 0 |  | 290.8869 | 0
| 292.1005 | 0 |  | 291.0947 | 0 |  | 291.0947 | 0 |  | 291.6321 | 0 |  | 291.0947 | 0.00010601 |  | 291.0947 | 0 |  | 291.0947 | 0 |  | 291.0947 | 0
| 292.3106 | 0 |  | 291.3026 | 0 |  | 291.3026 | 0 |  | 291.8416 | 0 |  | 291.3026 | 7.528e-05 |  | 291.3026 | 0 |  | 291.3026 | 0 |  | 291.3026 | 0
| 292.5206 | 0 |  | 291.5104 | 0 |  | 291.5104 | 0 |  | 292.051 | 0 |  | 291.5104 | 0.00010421 |  | 291.5104 | 0 |  | 291.5104 | 0 |  | 291.5104 | 0
| 292.7307 | 0 |  | 291.7183 | 0 |  | 291.7183 | 0 |  | 292.2605 | 0 |  | 291.7183 | 7.3952e-05 |  | 291.7183 | 0 |  | 291.7183 | 0 |  | 291.7183 | 0
| 292.9408 | 0 |  | 291.9262 | 0 |  | 291.9262 | 0 |  | 292.47 | 0 |  | 291.9262 | 0.00010206 |  | 291.9262 | 0 |  | 291.9262 | 0 |  | 291.9262 | 0
| 293.1509 | 0 |  | 292.1341 | 0 |  | 292.1341 | 0 |  | 292.6795 | 0 |  | 292.1341 | 7.6307e-05 |  | 292.1341 | 0 |  | 292.1341 | 0 |  | 292.1341 | 0
| 293.361 | 0 |  | 292.3421 | 0 |  | 292.3421 | 0 |  | 292.889 | 0 |  | 292.3421 | 0.00010032 |  | 292.3421 | 0 |  | 292.3421 | 0 |  | 292.3421 | 0
| 293.5711 | 0 |  | 292.55 | 0 |  | 292.55 | 0 |  | 293.0986 | 0 |  | 292.55 | 6.9135e-05 |  | 292.55 | 0 |  | 292.55 | 0 |  | 292.55 | 0
| 293.7813 | 0 |  | 292.7579 | 0 |  | 292.7579 | 0 |  | 293.3082 | 0 |  | 292.7579 | 0.00010703 |  | 292.7579 | 0 |  | 292.7579 | 0 |  | 292.7579 | 0
| 293.9915 | 0 |  | 292.9659 | 0 |  | 292.9659 | 0 |  | 293.5177 | 0 |  | 292.9659 | 7.5854e-05 |  | 292.9659 | 0 |  | 292.9659 | 0 |  | 292.9659 | 0
| 294.2016 | 0 |  | 293.1739 | 0 |  | 293.1739 | 0 |  | 293.7273 | 0 |  | 293.1739 | 0.00010538 |  | 293.1739 | 0 |  | 293.1739 | 0 |  | 293.1739 | 0
| 294.4118 | 0 |  | 293.3819 | 0 |  | 293.3819 | 0 |  | 293.937 | 0 |  | 293.3819 | 7.2528e-05 |  | 293.3819 | 0 |  | 293.3819 | 0 |  | 293.3819 | 0
| 294.6221 | 0 |  | 293.5899 | 0 |  | 293.5899 | 0 |  | 294.1466 | 0 |  | 293.5899 | 9.9507e-05 |  | 293.5899 | 0 |  | 293.5899 | 0 |  | 293.5899 | 0
| 294.8323 | 0 |  | 293.7979 | 0 |  | 293.7979 | 0 |  | 294.3562 | 0 |  | 293.7979 | 7.6116e-05 |  | 293.7979 | 0 |  | 293.7979 | 0 |  | 293.7979 | 0
| 295.0425 | 0 |  | 294.0059 | 0 |  | 294.0059 | 0 |  | 294.5659 | 0 |  | 294.0059 | 0.00010103 |  | 294.0059 | 0 |  | 294.0059 | 0 |  | 294.0059 | 0
| 295.2528 | 0 |  | 294.214 | 0 |  | 294.214 | 0 |  | 294.7756 | 0 |  | 294.214 | 7.3378e-05 |  | 294.214 | 0 |  | 294.214 | 0 |  | 294.214 | 0
| 295.4631 | 0 |  | 294.422 | 0 |  | 294.422 | 0 |  | 294.9853 | 0 |  | 294.422 | 0.00010035 |  | 294.422 | 0 |  | 294.422 | 0 |  | 294.422 | 0
| 295.6733 | 0 |  | 294.6301 | 0 |  | 294.6301 | 0 |  | 295.195 | 0 |  | 294.6301 | 7.7208e-05 |  | 294.6301 | 0 |  | 294.6301 | 0 |  | 294.6301 | 0
| 295.8836 | 0 |  | 294.8382 | 0 |  | 294.8382 | 0 |  | 295.4047 | 0 |  | 294.8382 | 9.8279e-05 |  | 294.8382 | 0 |  | 294.8382 | 0 |  | 294.8382 | 0
| 296.094 | 0 |  | 295.0463 | 0 |  | 295.0463 | 0 |  | 295.6145 | 0 |  | 295.0463 | 7.8903e-05 |  | 295.0463 | 0 |  | 295.0463 | 0 |  | 295.0463 | 0
| 296.3043 | 0 |  | 295.2544 | 0 |  | 295.2544 | 0 |  | 295.8243 | 0 |  | 295.2544 | 9.8422e-05 |  | 295.2544 | 0 |  | 295.2544 | 0 |  | 295.2544 | 0
| 296.5147 | 0 |  | 295.4625 | 0 |  | 295.4625 | 0 |  | 296.034 | 0 |  | 295.4625 | 7.6403e-05 |  | 295.4625 | 0 |  | 295.4625 | 0 |  | 295.4625 | 0
| 296.725 | 0 |  | 295.6706 | 0 |  | 295.6706 | 0 |  | 296.2438 | 0 |  | 295.6706 | 9.7351e-05 |  | 295.6706 | 0 |  | 295.6706 | 0 |  | 295.6706 | 0
| 296.9354 | 0 |  | 295.8788 | 0 |  | 295.8788 | 0 |  | 296.4537 | 0 |  | 295.8788 | 7.0597e-05 |  | 295.8788 | 0 |  | 295.8788 | 0 |  | 295.8788 | 0
| 297.1458 | 0 |  | 296.0869 | 0 |  | 296.0869 | 0 |  | 296.6635 | 0 |  | 296.0869 | 0.00010246 |  | 296.0869 | 0 |  | 296.0869 | 0 |  | 296.0869 | 0
| 297.3562 | 0 |  | 296.2951 | 0 |  | 296.2951 | 0 |  | 296.8733 | 0 |  | 296.2951 | 7.1216e-05 |  | 296.2951 | 0 |  | 296.2951 | 0 |  | 296.2951 | 0
| 297.5667 | 0 |  | 296.5033 | 0 |  | 296.5033 | 0 |  | 297.0832 | 0 |  | 296.5033 | 9.6995e-05 |  | 296.5033 | 0 |  | 296.5033 | 0 |  | 296.5033 | 0
| 297.7771 | 0 |  | 296.7115 | 0 |  | 296.7115 | 0 |  | 297.2931 | 0 |  | 296.7115 | 7.41e-05 |  | 296.7115 | 0 |  | 296.7115 | 0 |  | 296.7115 | 0
| 297.9876 | 0 |  | 296.9197 | 0 |  | 296.9197 | 0 |  | 297.503 | 0 |  | 296.9197 | 0.00010213 |  | 296.9197 | 0 |  | 296.9197 | 0 |  | 296.9197 | 0
| 298.1981 | 0 |  | 297.1279 | 0 |  | 297.1279 | 0 |  | 297.7129 | 0 |  | 297.1279 | 6.7685e-05 |  | 297.1279 | 0 |  | 297.1279 | 0 |  | 297.1279 | 0
| 298.4085 | 0 |  | 297.3362 | 0 |  | 297.3362 | 0 |  | 297.9229 | 0 |  | 297.3362 | 0.00010481 |  | 297.3362 | 0 |  | 297.3362 | 0 |  | 297.3362 | 0
| 298.6191 | 0 |  | 297.5444 | 0 |  | 297.5444 | 0 |  | 298.1328 | 0 |  | 297.5444 | 7.9064e-05 |  | 297.5444 | 0 |  | 297.5444 | 0 |  | 297.5444 | 0
| 298.8296 | 0 |  | 297.7527 | 0 |  | 297.7527 | 0 |  | 298.3428 | 0 |  | 297.7527 | 9.9645e-05 |  | 297.7527 | 0 |  | 297.7527 | 0 |  | 297.7527 | 0
| 299.0401 | 0 |  | 297.961 | 0 |  | 297.961 | 0 |  | 298.5528 | 0 |  | 297.961 | 7.8475e-05 |  | 297.961 | 0 |  | 297.961 | 0 |  | 297.961 | 0
| 299.2507 | 0 |  | 298.1693 | 0 |  | 298.1693 | 0 |  | 298.7628 | 0 |  | 298.1693 | 0.00010353 |  | 298.1693 | 0 |  | 298.1693 | 0 |  | 298.1693 | 0
| 299.4613 | 0 |  | 298.3776 | 0 |  | 298.3776 | 0 |  | 298.9728 | 0 |  | 298.3776 | 8.1521e-05 |  | 298.3776 | 0 |  | 298.3776 | 0 |  | 298.3776 | 0
| 299.6718 | 0 |  | 298.5859 | 0 |  | 298.5859 | 0 |  | 299.1828 | 0 |  | 298.5859 | 0.00010476 |  | 298.5859 | 0 |  | 298.5859 | 0 |  | 298.5859 | 0
| 299.8825 | 0 |  | 298.7942 | 0 |  | 298.7942 | 0 |  | 299.3929 | 0 |  | 298.7942 | 8.2457e-05 |  | 298.7942 | 0 |  | 298.7942 | 0 |  | 298.7942 | 0
| 300.0931 | 0 |  | 299.0026 | 0 |  | 299.0026 | 0 |  | 299.603 | 0 |  | 299.0026 | 0.00010233 |  | 299.0026 | 0 |  | 299.0026 | 0 |  | 299.0026 | 0
| 300.3037 | 0 |  | 299.2109 | 0 |  | 299.2109 | 0 |  | 299.8131 | 0 |  | 299.2109 | 7.8673e-05 |  | 299.2109 | 0 |  | 299.2109 | 0 |  | 299.2109 | 0
| 300.5143 | 0 |  | 299.4193 | 0 |  | 299.4193 | 0 |  | 300.0232 | 0 |  | 299.4193 | 0.00010605 |  | 299.4193 | 0 |  | 299.4193 | 0 |  | 299.4193 | 0
| 300.725 | 0 |  | 299.6277 | 0 |  | 299.6277 | 0 |  | 300.2333 | 0 |  | 299.6277 | 7.9336e-05 |  | 299.6277 | 0 |  | 299.6277 | 0 |  | 299.6277 | 0
| 300.9357 | 0 |  | 299.8361 | 0 |  | 299.8361 | 0 |  | 300.4434 | 0 |  | 299.8361 | 0.00010466 |  | 299.8361 | 0 |  | 299.8361 | 0 |  | 299.8361 | 0
| 301.1464 | 0 |  | 300.0445 | 0 |  | 300.0445 | 6.7548e-05 |  | 300.6536 | 0 |  | 300.0445 | 8.3557e-05 |  | 300.0445 | 0 |  | 300.0445 | 0 |  | 300.0445 | 0
| 301.3571 | 0 |  | 300.253 | 0 |  | 300.253 | 8.9205e-05 |  | 300.8638 | 0 |  | 300.253 | 9.9957e-05 |  | 300.253 | 0 |  | 300.253 | 0 |  | 300.253 | 0
| 301.5678 | 0 |  | 300.4614 | 0 |  | 300.4614 | 4.4972e-05 |  | 301.074 | 0 |  | 300.4614 | 7.4988e-05 |  | 300.4614 | 0 |  | 300.4614 | 0 |  | 300.4614 | 0
| 301.7786 | 0 |  | 300.6698 | 0 |  | 300.6698 | 7.9953e-05 |  | 301.2842 | 0 |  | 300.6698 | 0.00010857 |  | 300.6698 | 0 |  | 300.6698 | 0 |  | 300.6698 | 0
| 301.9893 | 0 |  | 300.8783 | 0 |  | 300.8783 | 6.9403e-05 |  | 301.4944 | 0 |  | 300.8783 | 8.8686e-05 |  | 300.8783 | 0 |  | 300.8783 | 0 |  | 300.8783 | 0
| 302.2001 | 0 |  | 301.0868 | 0 |  | 301.0868 | 7.7224e-05 |  | 301.7046 | 0 |  | 301.0868 | 0.00010302 |  | 301.0868 | 0 |  | 301.0868 | 0 |  | 301.0868 | 0
| 302.4109 | 0 |  | 301.2953 | 0 |  | 301.2953 | 7.1144e-05 |  | 301.9149 | 0 |  | 301.2953 | 7.6763e-05 |  | 301.2953 | 0 |  | 301.2953 | 0 |  | 301.2953 | 0
| 302.6217 | 0 |  | 301.5038 | 0 |  | 301.5038 | 7.5493e-05 |  | 302.1252 | 0 |  | 301.5038 | 0.00011167 |  | 301.5038 | 0 |  | 301.5038 | 0 |  | 301.5038 | 0
| 302.8325 | 0 |  | 301.7123 | 0 |  | 301.7123 | 6.6127e-05 |  | 302.3354 | 0 |  | 301.7123 | 7.797e-05 |  | 301.7123 | 0 |  | 301.7123 | 0 |  | 301.7123 | 0
| 303.0434 | 0 |  | 301.9208 | 0 |  | 301.9208 | 0.0001003 |  | 302.5457 | 0 |  | 301.9208 | 0.00011207 |  | 301.9208 | 0 |  | 301.9208 | 0 |  | 301.9208 | 0
| 303.2542 | 0 |  | 302.1294 | 0 |  | 302.1294 | 6.9567e-05 |  | 302.7561 | 0 |  | 302.1294 | 7.8966e-05 |  | 302.1294 | 0 |  | 302.1294 | 0 |  | 302.1294 | 0
| 303.4651 | 0 |  | 302.338 | 0 |  | 302.3379 | 9.9601e-05 |  | 302.9664 | 0 |  | 302.338 | 0.00010829 |  | 302.338 | 0 |  | 302.3379 | 0 |  | 302.338 | 0
| 303.676 | 0 |  | 302.5465 | 0 |  | 302.5465 | 8.5889e-05 |  | 303.1768 | 0 |  | 302.5465 | 8.6748e-05 |  | 302.5465 | 0 |  | 302.5465 | 0 |  | 302.5465 | 0
| 303.8869 | 0 |  | 302.7551 | 0 |  | 302.7551 | 9.1024e-05 |  | 303.3872 | 0 |  | 302.7551 | 9.9588e-05 |  | 302.7551 | 0 |  | 302.7551 | 0 |  | 302.7551 | 0
| 304.0978 | 0 |  | 302.9637 | 0 |  | 302.9637 | 4.2544e-05 |  | 303.5976 | 0 |  | 302.9637 | 8.0467e-05 |  | 302.9637 | 0 |  | 302.9637 | 0 |  | 302.9637 | 0
| 304.3087 | 0 |  | 303.1723 | 0 |  | 303.1723 | 8.6177e-05 |  | 303.808 | 0 |  | 303.1723 | 0.00010558 |  | 303.1723 | 0 |  | 303.1723 | 0 |  | 303.1723 | 0
| 304.5197 | 0 |  | 303.381 | 0 |  | 303.3809 | 7.357e-05 |  | 304.0184 | 0 |  | 303.381 | 8.0937e-05 |  | 303.381 | 0 |  | 303.3809 | 0 |  | 303.381 | 0
| 304.7306 | 0 |  | 303.5896 | 0 |  | 303.5896 | 7.1592e-05 |  | 304.2288 | 0 |  | 303.5896 | 0.00010864 |  | 303.5896 | 0 |  | 303.5896 | 0 |  | 303.5896 | 0
| 304.9416 | 0 |  | 303.7982 | 0 |  | 303.7982 | 7.1132e-05 |  | 304.4393 | 0 |  | 303.7982 | 7.8649e-05 |  | 303.7982 | 0 |  | 303.7982 | 0 |  | 303.7982 | 0
| 305.1526 | 0 |  | 304.0069 | 0 |  | 304.0069 | 8.8881e-05 |  | 304.6498 | 0 |  | 304.0069 | 0.00010049 |  | 304.0069 | 0 |  | 304.0069 | 0 |  | 304.0069 | 0
| 305.3636 | 0 |  | 304.2156 | 0 |  | 304.2156 | 9.4136e-05 |  | 304.8603 | 0 |  | 304.2156 | 7.7064e-05 |  | 304.2156 | 0 |  | 304.2156 | 0 |  | 304.2156 | 0
| 305.5746 | 0 |  | 304.4243 | 0 |  | 304.4243 | 6.2648e-05 |  | 305.0708 | 0 |  | 304.4243 | 0.00010271 |  | 304.4243 | 0 |  | 304.4243 | 0 |  | 304.4243 | 0
| 305.7857 | 0 |  | 304.633 | 0 |  | 304.633 | 4.9936e-05 |  | 305.2813 | 0 |  | 304.633 | 7.6669e-05 |  | 304.633 | 0 |  | 304.633 | 0 |  | 304.633 | 0
| 305.9967 | 0 |  | 304.8417 | 0 |  | 304.8417 | 7.1923e-05 |  | 305.4918 | 0 |  | 304.8417 | 0.00010913 |  | 304.8417 | 0 |  | 304.8417 | 0 |  | 304.8417 | 0
| 306.2078 | 0 |  | 305.0504 | 0 |  | 305.0504 | 5.8742e-05 |  | 305.7024 | 0 |  | 305.0504 | 7.5612e-05 |  | 305.0504 | 0 |  | 305.0504 | 0 |  | 305.0504 | 0
| 306.4189 | 0 |  | 305.2592 | 0 |  | 305.2592 | 9.025e-05 |  | 305.913 | 0 |  | 305.2592 | 9.9743e-05 |  | 305.2592 | 0 |  | 305.2592 | 0 |  | 305.2592 | 0
| 306.63 | 0 |  | 305.4679 | 0 |  | 305.4679 | 4.6183e-05 |  | 306.1236 | 0 |  | 305.4679 | 7.8672e-05 |  | 305.4679 | 0 |  | 305.4679 | 0 |  | 305.4679 | 0
| 306.8411 | 0 |  | 305.6767 | 0 |  | 305.6767 | 9.1994e-05 |  | 306.3342 | 0 |  | 305.6767 | 0.00010745 |  | 305.6767 | 0 |  | 305.6767 | 0 |  | 305.6767 | 0
| 307.0523 | 0 |  | 305.8855 | 0 |  | 305.8855 | 6.2524e-05 |  | 306.5448 | 0 |  | 305.8855 | 7.68e-05 |  | 305.8855 | 0 |  | 305.8855 | 0 |  | 305.8855 | 0
| 307.2634 | 0 |  | 306.0943 | 0 |  | 306.0943 | 6.7403e-05 |  | 306.7554 | 0 |  | 306.0943 | 0.00010467 |  | 306.0943 | 0 |  | 306.0943 | 0 |  | 306.0943 | 0
| 307.4746 | 0 |  | 306.3031 | 0 |  | 306.3031 | 6.3019e-05 |  | 306.9661 | 0 |  | 306.3031 | 7.6994e-05 |  | 306.3031 | 0 |  | 306.3031 | 0 |  | 306.3031 | 0
| 307.6857 | 0 |  | 306.5119 | 0 |  | 306.5119 | 7.8452e-05 |  | 307.1768 | 0 |  | 306.5119 | 0.0001047 |  | 306.5119 | 0 |  | 306.5119 | 0 |  | 306.5119 | 0
| 307.8969 | 0 |  | 306.7207 | 0 |  | 306.7207 | 7.2013e-05 |  | 307.3875 | 0 |  | 306.7207 | 7.1421e-05 |  | 306.7207 | 0 |  | 306.7207 | 0 |  | 306.7207 | 0
| 308.1082 | 0 |  | 306.9296 | 0 |  | 306.9296 | 7.7675e-05 |  | 307.5982 | 0 |  | 306.9296 | 0.00010112 |  | 306.9296 | 0 |  | 306.9296 | 0 |  | 306.9296 | 0
| 308.3194 | 0 |  | 307.1385 | 0 |  | 307.1385 | 7.3288e-05 |  | 307.8089 | 0 |  | 307.1385 | 8.2694e-05 |  | 307.1385 | 0 |  | 307.1385 | 0 |  | 307.1385 | 0
| 308.5306 | 0 |  | 307.3473 | 0 |  | 307.3473 | 8.3763e-05 |  | 308.0197 | 0 |  | 307.3473 | 0.00010258 |  | 307.3473 | 0 |  | 307.3473 | 0 |  | 307.3473 | 0
| 308.7419 | 0 |  | 307.5562 | 0 |  | 307.5562 | 5.0918e-05 |  | 308.2304 | 0 |  | 307.5562 | 7.5694e-05 |  | 307.5562 | 0 |  | 307.5562 | 0 |  | 307.5562 | 0
| 308.9531 | 0 |  | 307.7651 | 0 |  | 307.7651 | 8.5041e-05 |  | 308.4412 | 0 |  | 307.7651 | 0.00010553 |  | 307.7651 | 0 |  | 307.7651 | 0 |  | 307.7651 | 0
| 309.1644 | 0 |  | 307.974 | 0 |  | 307.974 | 7.392e-05 |  | 308.652 | 0 |  | 307.974 | 8.0638e-05 |  | 307.974 | 0 |  | 307.974 | 0 |  | 307.974 | 0
| 309.3757 | 0 |  | 308.183 | 0 |  | 308.183 | 6.4989e-05 |  | 308.8628 | 0 |  | 308.183 | 0.000112 |  | 308.183 | 0 |  | 308.183 | 0 |  | 308.183 | 0
| 309.587 | 0 |  | 308.3919 | 0 |  | 308.3919 | 4.4695e-05 |  | 309.0736 | 0 |  | 308.3919 | 7.6684e-05 |  | 308.3919 | 0 |  | 308.3919 | 0 |  | 308.3919 | 0
| 309.7984 | 0 |  | 308.6009 | 0 |  | 308.6009 | 7.7295e-05 |  | 309.2845 | 0 |  | 308.6009 | 0.00011078 |  | 308.6009 | 0 |  | 308.6009 | 0 |  | 308.6009 | 0
| 310.0097 | 0 |  | 308.8098 | 0 |  | 308.8098 | 6.5955e-05 |  | 309.4953 | 0 |  | 308.8098 | 8.1633e-05 |  | 308.8098 | 0 |  | 308.8098 | 0 |  | 308.8098 | 0
| 310.2211 | 0 |  | 309.0188 | 0 |  | 309.0188 | 8.5258e-05 |  | 309.7062 | 0 |  | 309.0188 | 9.9323e-05 |  | 309.0188 | 0 |  | 309.0188 | 0 |  | 309.0188 | 0
| 310.4325 | 0 |  | 309.2278 | 0 |  | 309.2278 | 6.8422e-05 |  | 309.9171 | 0 |  | 309.2278 | 7.8647e-05 |  | 309.2278 | 0 |  | 309.2278 | 0 |  | 309.2278 | 0
| 310.6439 | 0 |  | 309.4368 | 0 |  | 309.4368 | 8.265e-05 |  | 310.128 | 0 |  | 309.4368 | 0.00010961 |  | 309.4368 | 0 |  | 309.4368 | 0 |  | 309.4368 | 0
| 310.8553 | 0 |  | 309.6458 | 0 |  | 309.6458 | 3.8338e-05 |  | 310.339 | 0 |  | 309.6458 | 7.7527e-05 |  | 309.6458 | 0 |  | 309.6458 | 0 |  | 309.6458 | 0
| 311.0667 | 0 |  | 309.8549 | 0 |  | 309.8549 | 9.4122e-05 |  | 310.5499 | 0 |  | 309.8549 | 0.0001067 |  | 309.8549 | 0 |  | 309.8549 | 0 |  | 309.8549 | 0
| 311.2782 | 0 |  | 310.0639 | 0 |  | 310.0639 | 5.9813e-05 |  | 310.7609 | 0 |  | 310.0639 | 7.2139e-05 |  | 310.0639 | 0 |  | 310.0639 | 0 |  | 310.0639 | 0
| 311.4896 | 0 |  | 310.273 | 0 |  | 310.273 | 8.6854e-05 |  | 310.9718 | 0 |  | 310.273 | 0.00010303 |  | 310.273 | 0 |  | 310.273 | 0 |  | 310.273 | 0
| 311.7011 | 0 |  | 310.4821 | 0 |  | 310.4821 | 5.7145e-05 |  | 311.1828 | 0 |  | 310.4821 | 7.7159e-05 |  | 310.4821 | 0 |  | 310.4821 | 0 |  | 310.4821 | 0
| 311.9126 | 0 |  | 310.6911 | 0 |  | 310.6911 | 7.9964e-05 |  | 311.3938 | 0 |  | 310.6911 | 0.00010415 |  | 310.6911 | 0 |  | 310.6911 | 0 |  | 310.6911 | 0
| 312.1241 | 0 |  | 310.9002 | 0 |  | 310.9002 | 5.6654e-05 |  | 311.6049 | 0 |  | 310.9002 | 7.2956e-05 |  | 310.9002 | 0 |  | 310.9002 | 0 |  | 310.9002 | 0
| 312.3356 | 0 |  | 311.1093 | 0 |  | 311.1093 | 0.00010859 |  | 311.8159 | 0 |  | 311.1093 | 0.00010431 |  | 311.1093 | 0 |  | 311.1093 | 0 |  | 311.1093 | 0
| 312.5471 | 0 |  | 311.3185 | 0 |  | 311.3185 | 6.682e-05 |  | 312.027 | 0 |  | 311.3185 | 8.1439e-05 |  | 311.3185 | 0 |  | 311.3185 | 0 |  | 311.3185 | 0
| 312.7587 | 0 |  | 311.5276 | 0 |  | 311.5276 | 7.9262e-05 |  | 312.238 | 0 |  | 311.5276 | 0.00010491 |  | 311.5276 | 0 |  | 311.5276 | 0 |  | 311.5276 | 0
| 312.9703 | 0 |  | 311.7368 | 0 |  | 311.7368 | 4.8121e-05 |  | 312.4491 | 0 |  | 311.7368 | 8.4849e-05 |  | 311.7368 | 0 |  | 311.7368 | 0 |  | 311.7368 | 0
| 313.1818 | 0 |  | 311.9459 | 0 |  | 311.9459 | 8.3132e-05 |  | 312.6603 | 0 |  | 311.9459 | 0.00010672 |  | 311.9459 | 0 |  | 311.9459 | 0 |  | 311.9459 | 0
| 313.3934 | 0 |  | 312.1551 | 0 |  | 312.1551 | 6.0346e-05 |  | 312.8714 | 0 |  | 312.1551 | 8.1527e-05 |  | 312.1551 | 0 |  | 312.1551 | 0 |  | 312.1551 | 0
| 313.6051 | 0 |  | 312.3643 | 0 |  | 312.3643 | 9.0532e-05 |  | 313.0825 | 0 |  | 312.3643 | 0.00010612 |  | 312.3643 | 0 |  | 312.3643 | 0 |  | 312.3643 | 0
| 313.8167 | 0 |  | 312.5735 | 0 |  | 312.5735 | 3.8406e-05 |  | 313.2937 | 0 |  | 312.5735 | 8.0803e-05 |  | 312.5735 | 0 |  | 312.5735 | 0 |  | 312.5735 | 0
| 314.0283 | 0 |  | 312.7827 | 0 |  | 312.7827 | 0.00010551 |  | 313.5049 | 0 |  | 312.7827 | 0.00010849 |  | 312.7827 | 0 |  | 312.7827 | 0 |  | 312.7827 | 0
| 314.24 | 0 |  | 312.9919 | 0 |  | 312.9919 | 4.1304e-05 |  | 313.7161 | 0 |  | 312.9919 | 8.6177e-05 |  | 312.9919 | 0 |  | 312.9919 | 0 |  | 312.9919 | 0
| 314.4517 | 0 |  | 313.2012 | 0 |  | 313.2012 | 8.2036e-05 |  | 313.9273 | 0 |  | 313.2012 | 0.00010935 |  | 313.2012 | 0 |  | 313.2012 | 0 |  | 313.2012 | 0
| 314.6633 | 0 |  | 313.4105 | 0 |  | 313.4105 | 8.4851e-05 |  | 314.1385 | 0 |  | 313.4105 | 8.0173e-05 |  | 313.4105 | 0 |  | 313.4105 | 0 |  | 313.4105 | 0
| 314.875 | 0 |  | 313.6197 | 0 |  | 313.6197 | 7.931e-05 |  | 314.3497 | 0 |  | 313.6197 | 0.00011113 |  | 313.6197 | 0 |  | 313.6197 | 0 |  | 313.6197 | 0
| 315.0868 | 0 |  | 313.829 | 0 |  | 313.829 | 6.658e-05 |  | 314.561 | 0 |  | 313.829 | 7.4616e-05 |  | 313.829 | 0 |  | 313.829 | 0 |  | 313.829 | 0
| 315.2985 | 0 |  | 314.0383 | 0 |  | 314.0383 | 0.00010442 |  | 314.7723 | 0 |  | 314.0383 | 0.00010872 |  | 314.0383 | 0 |  | 314.0383 | 0 |  | 314.0383 | 0
| 315.5103 | 0 |  | 314.2476 | 0 |  | 314.2476 | 7.7775e-05 |  | 314.9836 | 0 |  | 314.2476 | 7.9079e-05 |  | 314.2476 | 0 |  | 314.2476 | 0 |  | 314.2476 | 0
| 315.722 | 0 |  | 314.4569 | 0 |  | 314.4569 | 8.8015e-05 |  | 315.1949 | 0 |  | 314.4569 | 0.00010932 |  | 314.4569 | 0 |  | 314.4569 | 0 |  | 314.4569 | 0
| 315.9338 | 0 |  | 314.6663 | 0 |  | 314.6663 | 7.0712e-05 |  | 315.4062 | 0 |  | 314.6663 | 7.9615e-05 |  | 314.6663 | 0 |  | 314.6663 | 0 |  | 314.6663 | 0
| 316.1456 | 0 |  | 314.8756 | 0 |  | 314.8756 | 8.3422e-05 |  | 315.6175 | 0 |  | 314.8756 | 0.00010265 |  | 314.8756 | 0 |  | 314.8756 | 0 |  | 314.8756 | 0
| 316.3574 | 0 |  | 315.085 | 0 |  | 315.085 | 4.2461e-05 |  | 315.8289 | 0 |  | 315.085 | 7.526e-05 |  | 315.085 | 0 |  | 315.085 | 0 |  | 315.085 | 0
| 316.5693 | 0 |  | 315.2944 | 0 |  | 315.2944 | 7.4216e-05 |  | 316.0403 | 0 |  | 315.2944 | 0.0001073 |  | 315.2944 | 0 |  | 315.2944 | 0 |  | 315.2944 | 0
| 316.7811 | 0 |  | 315.5038 | 0 |  | 315.5038 | 7.8335e-05 |  | 316.2517 | 0 |  | 315.5038 | 7.6177e-05 |  | 315.5038 | 0 |  | 315.5038 | 0 |  | 315.5038 | 0
| 316.993 | 0 |  | 315.7131 | 0 |  | 315.7131 | 9.33e-05 |  | 316.4631 | 0 |  | 315.7131 | 0.000104 |  | 315.7131 | 0 |  | 315.7131 | 0 |  | 315.7131 | 0
| 317.2048 | 0 |  | 315.9225 | 0 |  | 315.9226 | 7.0323e-05 |  | 316.6745 | 0 |  | 315.9225 | 7.8131e-05 |  | 315.9225 | 0 |  | 315.9226 | 0 |  | 315.9225 | 0
| 317.4167 | 0 |  | 316.132 | 0 |  | 316.132 | 8.8464e-05 |  | 316.886 | 0 |  | 316.132 | 0.00010762 |  | 316.132 | 0 |  | 316.132 | 0 |  | 316.132 | 0
| 317.6286 | 0 |  | 316.3414 | 0 |  | 316.3414 | 6.2656e-05 |  | 317.0974 | 0 |  | 316.3414 | 7.5975e-05 |  | 316.3414 | 0 |  | 316.3414 | 0 |  | 316.3414 | 0
| 317.8405 | 0 |  | 316.5509 | 0 |  | 316.5509 | 9.6657e-05 |  | 317.3089 | 0 |  | 316.5509 | 0.0001003 |  | 316.5509 | 0 |  | 316.5509 | 0 |  | 316.5509 | 0
| 318.0525 | 0 |  | 316.7603 | 0 |  | 316.7604 | 6.7402e-05 |  | 317.5204 | 0 |  | 316.7603 | 7.726e-05 |  | 316.7603 | 0 |  | 316.7604 | 0 |  | 316.7603 | 0
| 318.2644 | 0 |  | 316.9698 | 0 |  | 316.9698 | 9.1536e-05 |  | 317.7319 | 0 |  | 316.9698 | 0.00010159 |  | 316.9698 | 0 |  | 316.9698 | 0 |  | 316.9698 | 0
| 318.4764 | 0 |  | 317.1793 | 0 |  | 317.1793 | 5.3925e-05 |  | 317.9434 | 0 |  | 317.1793 | 7.2048e-05 |  | 317.1793 | 0 |  | 317.1793 | 0 |  | 317.1793 | 0
| 318.6884 | 0 |  | 317.3888 | 0 |  | 317.3888 | 7.927e-05 |  | 318.155 | 0 |  | 317.3888 | 0.00010431 |  | 317.3888 | 0 |  | 317.3888 | 0 |  | 317.3888 | 0
| 318.9004 | 0 |  | 317.5983 | 0 |  | 317.5983 | 8.748e-05 |  | 318.3665 | 0 |  | 317.5983 | 7.618e-05 |  | 317.5983 | 0 |  | 317.5983 | 0 |  | 317.5983 | 0
| 319.1124 | 0 |  | 317.8079 | 0 |  | 317.8079 | 8.282e-05 |  | 318.5781 | 0 |  | 317.8079 | 0.00010313 |  | 317.8079 | 0 |  | 317.8079 | 0 |  | 317.8079 | 0
| 319.3244 | 0 |  | 318.0174 | 0 |  | 318.0174 | 7.6845e-05 |  | 318.7897 | 0 |  | 318.0174 | 8.1665e-05 |  | 318.0174 | 0 |  | 318.0174 | 0 |  | 318.0174 | 0
| 319.5365 | 0 |  | 318.227 | 0 |  | 318.227 | 0.00012047 |  | 319.0013 | 0 |  | 318.227 | 0.00010663 |  | 318.227 | 0 |  | 318.227 | 0 |  | 318.227 | 0
| 319.7485 | 0 |  | 318.4366 | 0 |  | 318.4366 | 5.9553e-05 |  | 319.2129 | 0 |  | 318.4366 | 7.526e-05 |  | 318.4366 | 0 |  | 318.4366 | 0 |  | 318.4366 | 0
| 319.9606 | 0 |  | 318.6461 | 0 |  | 318.6461 | 8.947e-05 |  | 319.4246 | 0 |  | 318.6461 | 0.00010759 |  | 318.6461 | 0 |  | 318.6461 | 0 |  | 318.6461 | 0
| 320.1727 | 0 |  | 318.8557 | 0 |  | 318.8557 | 7.7589e-05 |  | 319.6362 | 0 |  | 318.8557 | 7.7332e-05 |  | 318.8557 | 0 |  | 318.8557 | 0 |  | 318.8557 | 0
| 320.3848 | 0 |  | 319.0653 | 0 |  | 319.0653 | 9.1219e-05 |  | 319.8479 | 0 |  | 319.0653 | 0.00010393 |  | 319.0653 | 0 |  | 319.0653 | 0 |  | 319.0653 | 0
| 320.5969 | 0 |  | 319.275 | 0 |  | 319.275 | 7.2879e-05 |  | 320.0596 | 0 |  | 319.275 | 8.411e-05 |  | 319.275 | 0 |  | 319.275 | 0 |  | 319.275 | 0
| 320.809 | 0 |  | 319.4846 | 0 |  | 319.4846 | 8.2407e-05 |  | 320.2713 | 0 |  | 319.4846 | 0.00010728 |  | 319.4846 | 0 |  | 319.4846 | 0 |  | 319.4846 | 0
| 321.0212 | 0 |  | 319.6942 | 0 |  | 319.6942 | 8.4669e-05 |  | 320.483 | 0 |  | 319.6942 | 7.5804e-05 |  | 319.6942 | 0 |  | 319.6942 | 0 |  | 319.6942 | 0
| 321.2333 | 0 |  | 319.9039 | 0 |  | 319.9039 | 9.6242e-05 |  | 320.6948 | 0 |  | 319.9039 | 0.00010477 |  | 319.9039 | 0 |  | 319.9039 | 0 |  | 319.9039 | 0
| 321.4455 | 0 |  | 320.1136 | 0 |  | 320.1136 | 7.4547e-05 |  | 320.9065 | 0 |  | 320.1136 | 8.0088e-05 |  | 320.1136 | 0 |  | 320.1136 | 0 |  | 320.1136 | 0
| 321.6577 | 0 |  | 320.3233 | 0 |  | 320.3233 | 7.1536e-05 |  | 321.1183 | 0 |  | 320.3233 | 0.00010363 |  | 320.3233 | 0 |  | 320.3233 | 0 |  | 320.3233 | 0
| 321.8699 | 0 |  | 320.533 | 0 |  | 320.533 | 8.0626e-05 |  | 321.3301 | 0 |  | 320.533 | 8.3627e-05 |  | 320.533 | 0 |  | 320.533 | 0 |  | 320.533 | 0
| 322.0822 | 0 |  | 320.7427 | 0 |  | 320.7427 | 9.4014e-05 |  | 321.5419 | 0 |  | 320.7427 | 0.00010952 |  | 320.7427 | 0 |  | 320.7427 | 0 |  | 320.7427 | 0
| 322.2944 | 0 |  | 320.9524 | 0 |  | 320.9524 | 7.0001e-05 |  | 321.7537 | 0 |  | 320.9524 | 7.4681e-05 |  | 320.9524 | 0 |  | 320.9524 | 0 |  | 320.9524 | 0
| 322.5067 | 0 |  | 321.1621 | 0 |  | 321.1621 | 7.3338e-05 |  | 321.9655 | 0 |  | 321.1621 | 0.00010971 |  | 321.1621 | 0 |  | 321.1621 | 0 |  | 321.1621 | 0
| 322.7189 | 0 |  | 321.3719 | 0 |  | 321.3719 | 6.2619e-05 |  | 322.1774 | 0 |  | 321.3719 | 8.2831e-05 |  | 321.3719 | 0 |  | 321.3719 | 0 |  | 321.3719 | 0
| 322.9312 | 0 |  | 321.5817 | 0 |  | 321.5817 | 6.2875e-05 |  | 322.3893 | 0 |  | 321.5817 | 0.00010999 |  | 321.5817 | 0 |  | 321.5817 | 0 |  | 321.5817 | 0
| 323.1435 | 0 |  | 321.7914 | 0 |  | 321.7914 | 6.9716e-05 |  | 322.6012 | 0 |  | 321.7914 | 7.964e-05 |  | 321.7914 | 0 |  | 321.7914 | 0 |  | 321.7914 | 0
| 323.3558 | 0 |  | 322.0012 | 0 |  | 322.0012 | 7.8078e-05 |  | 322.8131 | 0 |  | 322.0012 | 0.00011301 |  | 322.0012 | 0 |  | 322.0012 | 0 |  | 322.0012 | 0
| 323.5682 | 0 |  | 322.211 | 0 |  | 322.211 | 6.9731e-05 |  | 323.025 | 0 |  | 322.211 | 7.9745e-05 |  | 322.211 | 0 |  | 322.211 | 0 |  | 322.211 | 0
| 323.7805 | 0 |  | 322.4209 | 0 |  | 322.4209 | 8.446e-05 |  | 323.2369 | 0 |  | 322.4209 | 0.00010972 |  | 322.4209 | 0 |  | 322.4209 | 0 |  | 322.4209 | 0
| 323.9929 | 0 |  | 322.6307 | 0 |  | 322.6307 | 6.8516e-05 |  | 323.4489 | 0 |  | 322.6307 | 8.2715e-05 |  | 322.6307 | 0 |  | 322.6307 | 0 |  | 322.6307 | 0
| 324.2053 | 0 |  | 322.8405 | 0 |  | 322.8406 | 0.00011334 |  | 323.6608 | 0 |  | 322.8405 | 0.00010948 |  | 322.8405 | 0 |  | 322.8406 | 0 |  | 322.8405 | 0
| 324.4177 | 0 |  | 323.0504 | 0 |  | 323.0504 | 8.5684e-05 |  | 323.8728 | 0 |  | 323.0504 | 7.7624e-05 |  | 323.0504 | 0 |  | 323.0504 | 0 |  | 323.0504 | 0
| 324.6301 | 0 |  | 323.2603 | 0 |  | 323.2602 | 8.8432e-05 |  | 324.0848 | 0 |  | 323.2603 | 0.00010851 |  | 323.2603 | 0 |  | 323.2602 | 0 |  | 323.2603 | 0
| 324.8425 | 0 |  | 323.4702 | 0 |  | 323.4701 | 4.7813e-05 |  | 324.2969 | 0 |  | 323.4702 | 7.9909e-05 |  | 323.4702 | 0 |  | 323.4701 | 0 |  | 323.4702 | 0
| 325.0549 | 0 |  | 323.68 | 0 |  | 323.68 | 8.7537e-05 |  | 324.5089 | 0 |  | 323.68 | 0.00011279 |  | 323.68 | 0 |  | 323.68 | 0 |  | 323.68 | 0
| 325.2674 | 0 |  | 323.89 | 0 |  | 323.8899 | 7.7703e-05 |  | 324.7209 | 0 |  | 323.89 | 8.1078e-05 |  | 323.89 | 0 |  | 323.8899 | 0 |  | 323.89 | 0
| 325.4799 | 0 |  | 324.0999 | 0 |  | 324.0999 | 7.7957e-05 |  | 324.933 | 0 |  | 324.0999 | 0.00010737 |  | 324.0999 | 0 |  | 324.0999 | 0 |  | 324.0999 | 0
| 325.6923 | 0 |  | 324.3098 | 0 |  | 324.3098 | 6.1069e-05 |  | 325.1451 | 0 |  | 324.3098 | 8.035e-05 |  | 324.3098 | 0 |  | 324.3098 | 0 |  | 324.3098 | 0
| 325.9049 | 0 |  | 324.5197 | 0 |  | 324.5197 | 8.025e-05 |  | 325.3572 | 0 |  | 324.5197 | 0.00010366 |  | 324.5197 | 0 |  | 324.5197 | 0 |  | 324.5197 | 0
| 326.1174 | 0 |  | 324.7297 | 0 |  | 324.7297 | 7.4819e-05 |  | 325.5693 | 0 |  | 324.7297 | 7.7359e-05 |  | 324.7297 | 0 |  | 324.7297 | 0 |  | 324.7297 | 0
| 326.3299 | 0 |  | 324.9397 | 0 |  | 324.9397 | 0.00010417 |  | 325.7815 | 0 |  | 324.9397 | 0.00010522 |  | 324.9397 | 0 |  | 324.9397 | 0 |  | 324.9397 | 0
| 326.5424 | 0 |  | 325.1497 | 0 |  | 325.1497 | 6.477e-05 |  | 325.9936 | 0 |  | 325.1497 | 7.9912e-05 |  | 325.1497 | 0 |  | 325.1497 | 0 |  | 325.1497 | 0
| 326.755 | 0 |  | 325.3597 | 0 |  | 325.3597 | 8.5349e-05 |  | 326.2058 | 0 |  | 325.3597 | 0.00010455 |  | 325.3597 | 0 |  | 325.3597 | 0 |  | 325.3597 | 0
| 326.9676 | 0 |  | 325.5697 | 0 |  | 325.5697 | 5.6354e-05 |  | 326.418 | 0 |  | 325.5697 | 8.2839e-05 |  | 325.5697 | 0 |  | 325.5697 | 0 |  | 325.5697 | 0
| 327.1802 | 0 |  | 325.7797 | 0 |  | 325.7797 | 6.7359e-05 |  | 326.6302 | 0 |  | 325.7797 | 9.9894e-05 |  | 325.7797 | 0 |  | 325.7797 | 0 |  | 325.7797 | 0
| 327.3928 | 0 |  | 325.9897 | 0 |  | 325.9898 | 4.747e-05 |  | 326.8424 | 0 |  | 325.9897 | 8.0039e-05 |  | 325.9897 | 0 |  | 325.9898 | 0 |  | 325.9897 | 0
| 327.6054 | 0 |  | 326.1998 | 0 |  | 326.1998 | 7.6186e-05 |  | 327.0546 | 0 |  | 326.1998 | 0.00010758 |  | 326.1998 | 0 |  | 326.1998 | 0 |  | 326.1998 | 0
| 327.8181 | 0 |  | 326.4099 | 0 |  | 326.4099 | 3.4693e-05 |  | 327.2668 | 0 |  | 326.4099 | 7.4968e-05 |  | 326.4099 | 0 |  | 326.4099 | 0 |  | 326.4099 | 0
| 328.0307 | 0 |  | 326.6199 | 0 |  | 326.6199 | 7.746e-05 |  | 327.4791 | 0 |  | 326.6199 | 9.9287e-05 |  | 326.6199 | 0 |  | 326.6199 | 0 |  | 326.6199 | 0
| 328.2434 | 0 |  | 326.83 | 0 |  | 326.83 | 4.7822e-05 |  | 327.6914 | 0 |  | 326.83 | 6.9978e-05 |  | 326.83 | 0 |  | 326.83 | 0 |  | 326.83 | 0
| 328.4561 | 0 |  | 327.0401 | 0 |  | 327.0401 | 9.5058e-05 |  | 327.9037 | 0 |  | 327.0401 | 9.7772e-05 |  | 327.0401 | 0 |  | 327.0401 | 0 |  | 327.0401 | 0
| 328.6688 | 0 |  | 327.2502 | 0 |  | 327.2502 | 5.5452e-05 |  | 328.116 | 0 |  | 327.2502 | 7.6904e-05 |  | 327.2502 | 0 |  | 327.2502 | 0 |  | 327.2502 | 0
| 328.8815 | 0 |  | 327.4604 | 0 |  | 327.4604 | 9.0701e-05 |  | 328.3283 | 0 |  | 327.4604 | 0.00010388 |  | 327.4604 | 0 |  | 327.4604 | 0 |  | 327.4604 | 0
| 329.0942 | 0 |  | 327.6705 | 0 |  | 327.6705 | 5.9961e-05 |  | 328.5407 | 0 |  | 327.6705 | 7.8758e-05 |  | 327.6705 | 0 |  | 327.6705 | 0 |  | 327.6705 | 0
| 329.3069 | 0 |  | 327.8807 | 0 |  | 327.8807 | 5.7244e-05 |  | 328.753 | 0 |  | 327.8807 | 0.00010357 |  | 327.8807 | 0 |  | 327.8807 | 0 |  | 327.8807 | 0
| 329.5197 | 0 |  | 328.0909 | 0 |  | 328.0908 | 5.1088e-05 |  | 328.9654 | 0 |  | 328.0909 | 7.9428e-05 |  | 328.0909 | 0 |  | 328.0908 | 0 |  | 328.0909 | 0
| 329.7325 | 0 |  | 328.301 | 0 |  | 328.301 | 6.7545e-05 |  | 329.1778 | 0 |  | 328.301 | 0.00010068 |  | 328.301 | 0 |  | 328.301 | 0 |  | 328.301 | 0
| 329.9453 | 0 |  | 328.5112 | 0 |  | 328.5112 | 6.8445e-05 |  | 329.3902 | 0 |  | 328.5112 | 7.7276e-05 |  | 328.5112 | 0 |  | 328.5112 | 0 |  | 328.5112 | 0
| 330.1581 | 0 |  | 328.7214 | 0 |  | 328.7214 | 8.7242e-05 |  | 329.6027 | 0 |  | 328.7214 | 0.00010822 |  | 328.7214 | 0 |  | 328.7214 | 0 |  | 328.7214 | 0
| 330.3709 | 0 |  | 328.9316 | 0 |  | 328.9316 | 5.9729e-05 |  | 329.8151 | 0 |  | 328.9316 | 7.41e-05 |  | 328.9316 | 0 |  | 328.9316 | 0 |  | 328.9316 | 0
| 330.5837 | 0 |  | 329.1419 | 0 |  | 329.1419 | 7.8435e-05 |  | 330.0276 | 0 |  | 329.1419 | 0.00010622 |  | 329.1419 | 0 |  | 329.1419 | 0 |  | 329.1419 | 0
| 330.7966 | 0 |  | 329.3521 | 0 |  | 329.3521 | 6.8046e-05 |  | 330.24 | 0 |  | 329.3521 | 7.7687e-05 |  | 329.3521 | 0 |  | 329.3521 | 0 |  | 329.3521 | 0
| 331.0095 | 0 |  | 329.5624 | 0 |  | 329.5624 | 5.6635e-05 |  | 330.4525 | 0 |  | 329.5624 | 0.00011215 |  | 329.5624 | 0 |  | 329.5624 | 0 |  | 329.5624 | 0
| 331.2223 | 0 |  | 329.7726 | 0 |  | 329.7726 | 7.0088e-05 |  | 330.665 | 0 |  | 329.7726 | 8.0624e-05 |  | 329.7726 | 0 |  | 329.7726 | 0 |  | 329.7726 | 0
| 331.4352 | 0 |  | 329.9829 | 0 |  | 329.9829 | 7.269e-05 |  | 330.8776 | 0 |  | 329.9829 | 0.0001091 |  | 329.9829 | 0 |  | 329.9829 | 0 |  | 329.9829 | 0
| 331.6481 | 0 |  | 330.1932 | 0 |  | 330.1932 | 7.001e-05 |  | 331.0901 | 0 |  | 330.1932 | 8.4836e-05 |  | 330.1932 | 0 |  | 330.1932 | 0 |  | 330.1932 | 0
| 331.8611 | 0 |  | 330.4035 | 0 |  | 330.4035 | 9.3563e-05 |  | 331.3027 | 0 |  | 330.4035 | 0.00010924 |  | 330.4035 | 0 |  | 330.4035 | 0 |  | 330.4035 | 0
| 332.074 | 0 |  | 330.6139 | 0 |  | 330.6139 | 6.3627e-05 |  | 331.5152 | 0 |  | 330.6139 | 8.4145e-05 |  | 330.6139 | 0 |  | 330.6139 | 0 |  | 330.6139 | 0
| 332.287 | 0 |  | 330.8242 | 0 |  | 330.8242 | 7.6888e-05 |  | 331.7278 | 0 |  | 330.8242 | 0.00010729 |  | 330.8242 | 0 |  | 330.8242 | 0 |  | 330.8242 | 0
| 332.5 | 0 |  | 331.0345 | 0 |  | 331.0346 | 6.3453e-05 |  | 331.9404 | 0 |  | 331.0345 | 8.4675e-05 |  | 331.0345 | 0 |  | 331.0346 | 0 |  | 331.0345 | 0
| 332.7129 | 0 |  | 331.2449 | 0 |  | 331.2449 | 8.6841e-05 |  | 332.1531 | 0 |  | 331.2449 | 0.00010883 |  | 331.2449 | 0 |  | 331.2449 | 0 |  | 331.2449 | 0
| 332.9259 | 0 |  | 331.4553 | 0 |  | 331.4553 | 0.00012416 |  | 332.3657 | 0 |  | 331.4553 | 0.085438 |  | 331.4553 | 0 |  | 331.4553 | 0 |  | 331.4553 | 0
| 333.139 | 0 |  | 331.6656 | 0 |  | 331.6657 | 6.5392e-05 |  | 332.5784 | 0 |  | 331.6656 | 0.11183 |  | 331.6656 | 0 |  | 331.6657 | 0 |  | 331.6656 | 0
| 333.352 | 0 |  | 331.8761 | 0 |  | 331.8761 | 8.6086e-05 |  | 332.791 | 0 |  | 331.8761 | 0.078158 |  | 331.8761 | 0 |  | 331.8761 | 0 |  | 331.8761 | 0
| 333.565 | 0 |  | 332.0865 | 0 |  | 332.0865 | 8.3603e-05 |  | 333.0037 | 0 |  | 332.0865 | 0.10208 |  | 332.0865 | 0 |  | 332.0865 | 0 |  | 332.0865 | 0
| 333.7781 | 0 |  | 332.2969 | 0 |  | 332.2969 | 8.857e-05 |  | 333.2164 | 0 |  | 332.2969 | 0.07518 |  | 332.2969 | 0 |  | 332.2969 | 0 |  | 332.2969 | 0
| 333.9912 | 0 |  | 332.5073 | 0 |  | 332.5073 | 4.3043e-05 |  | 333.4291 | 0 |  | 332.5073 | 0.10036 |  | 332.5073 | 0 |  | 332.5073 | 0 |  | 332.5073 | 0
| 334.2043 | 0 |  | 332.7178 | 0 |  | 332.7178 | 8.2775e-05 |  | 333.6419 | 0 |  | 332.7178 | 0.075737 |  | 332.7178 | 0 |  | 332.7178 | 0 |  | 332.7178 | 0
| 334.4174 | 0 |  | 332.9283 | 0 |  | 332.9282 | 9.933e-06 |  | 333.8546 | 0 |  | 332.9283 | 0.1031 |  | 332.9283 | 0 |  | 332.9282 | 0 |  | 332.9283 | 0
| 334.6305 | 0 |  | 333.1387 | 0 |  | 333.1387 | 0.00013078 |  | 334.0674 | 0 |  | 333.1387 | 0.074188 |  | 333.1387 | 0 |  | 333.1387 | 0 |  | 333.1387 | 0
| 334.8436 | 0 |  | 333.3492 | 0 |  | 333.3492 | 5.4632e-05 |  | 334.2802 | 0 |  | 333.3492 | 0.098212 |  | 333.3492 | 0 |  | 333.3492 | 0 |  | 333.3492 | 0
| 335.0568 | 0 |  | 333.5597 | 0 |  | 333.5597 | 0.00010595 |  | 334.493 | 0 |  | 333.5597 | 0.070913 |  | 333.5597 | 0 |  | 333.5597 | 0 |  | 333.5597 | 0
| 335.27 | 0 |  | 333.7702 | 0 |  | 333.7702 | 2.7316e-05 |  | 334.7058 | 0 |  | 333.7702 | 0.09623 |  | 333.7702 | 0 |  | 333.7702 | 0 |  | 333.7702 | 0
| 335.4832 | 0 |  | 333.9808 | 0 |  | 333.9808 | 9.3536e-05 |  | 334.9187 | 0 |  | 333.9808 | 0.073829 |  | 333.9808 | 0 |  | 333.9808 | 0 |  | 333.9808 | 0
| 335.6963 | 0 |  | 334.1913 | 0 |  | 334.1913 | 5.877e-05 |  | 335.1315 | 0 |  | 334.1913 | 0.095983 |  | 334.1913 | 0 |  | 334.1913 | 0 |  | 334.1913 | 0
| 335.9096 | 0 |  | 334.4019 | 0 |  | 334.4019 | 6.7876e-05 |  | 335.3444 | 0 |  | 334.4019 | 0.072123 |  | 334.4019 | 0 |  | 334.4019 | 0 |  | 334.4019 | 0
| 336.1228 | 0 |  | 334.6124 | 0 |  | 334.6124 | 1.0761e-05 |  | 335.5573 | 0 |  | 334.6124 | 0.090403 |  | 334.6124 | 0 |  | 334.6124 | 0 |  | 334.6124 | 0
| 336.336 | 0 |  | 334.823 | 0 |  | 334.823 | 7.5325e-05 |  | 335.7702 | 0 |  | 334.823 | 0.067965 |  | 334.823 | 0 |  | 334.823 | 0 |  | 334.823 | 0
| 336.5493 | 0 |  | 335.0336 | 0 |  | 335.0336 | 2.4833e-05 |  | 335.9831 | 0 |  | 335.0336 | 0.090466 |  | 335.0336 | 0 |  | 335.0336 | 0 |  | 335.0336 | 0
| 336.7626 | 0 |  | 335.2442 | 0 |  | 335.2442 | 5.877e-05 |  | 336.196 | 0 |  | 335.2442 | 0.072835 |  | 335.2442 | 0 |  | 335.2442 | 0 |  | 335.2442 | 0
| 336.9759 | 0 |  | 335.4548 | 0 |  | 335.4548 | -1.49e-05 |  | 336.409 | 0 |  | 335.4548 | 0.086862 |  | 335.4548 | 0 |  | 335.4548 | 0 |  | 335.4548 | 0
| 337.1892 | 0 |  | 335.6654 | 0 |  | 335.6654 | 0.00011837 |  | 336.6219 | 0 |  | 335.6654 | 0.069778 |  | 335.6654 | 0 |  | 335.6654 | 0 |  | 335.6654 | 0
| 337.4025 | 0 |  | 335.8761 | 0 |  | 335.8761 | 7.6153e-05 |  | 336.8349 | 0 |  | 335.8761 | 0.090396 |  | 335.8761 | 0 |  | 335.8761 | 0 |  | 335.8761 | 0
| 337.6158 | 0 |  | 336.0868 | 0 |  | 336.0868 | 0.00015313 |  | 337.0479 | 0 |  | 336.0868 | 0.067914 |  | 336.0868 | 0 |  | 336.0868 | 0 |  | 336.0868 | 0
| 337.8292 | 0 |  | 336.2974 | 0 |  | 336.2974 | -2.9799e-05 |  | 337.2609 | 0 |  | 336.2974 | 0.089132 |  | 336.2974 | 0 |  | 336.2974 | 0 |  | 336.2974 | 0
| 338.0425 | 0 |  | 336.5081 | 0 |  | 336.5081 | 5.2148e-05 |  | 337.4739 | 0 |  | 336.5081 | 0.068944 |  | 336.5081 | 0 |  | 336.5081 | 0 |  | 336.5081 | 0
| 338.2559 | 0 |  | 336.7188 | 0 |  | 336.7188 | 1.49e-05 |  | 337.687 | 0 |  | 336.7188 | 0.086252 |  | 336.7188 | 0 |  | 336.7188 | 0 |  | 336.7188 | 0
| 338.4693 | 0 |  | 336.9295 | 0 |  | 336.9295 | 2.8971e-05 |  | 337.9 | 0 |  | 336.9295 | 0.065625 |  | 336.9295 | 0 |  | 336.9295 | 0 |  | 336.9295 | 0
| 338.6827 | 0 |  | 337.1402 | 0 |  | 337.1402 | 4.1388e-05 |  | 338.1131 | 0 |  | 337.1402 | 0.084985 |  | 337.1402 | 0 |  | 337.1402 | 0 |  | 337.1402 | 0
| 338.8961 | 0 |  | 337.351 | 0 |  | 337.351 | 9.1881e-05 |  | 338.3262 | 0 |  | 337.351 | 0.062148 |  | 337.351 | 0 |  | 337.351 | 0 |  | 337.351 | 0
| 339.1096 | 0 |  | 337.5617 | 0 |  | 337.5617 | 7.9464e-05 |  | 338.5393 | 0 |  | 337.5617 | 0.081281 |  | 337.5617 | 0 |  | 337.5617 | 0 |  | 337.5617 | 0
| 339.323 | 0 |  | 337.7725 | 0 |  | 337.7725 | 1.9866e-05 |  | 338.7525 | 0 |  | 337.7725 | 0.05903 |  | 337.7725 | 0 |  | 337.7725 | 0 |  | 337.7725 | 0
| 339.5365 | 0 |  | 337.9832 | 0 |  | 337.9832 | 6.7876e-05 |  | 338.9656 | 0 |  | 337.9832 | 0.079876 |  | 337.9832 | 0 |  | 337.9832 | 0 |  | 337.9832 | 0
| 339.75 | 0 |  | 338.194 | 0 |  | 338.194 | 0.00012416 |  | 339.1787 | 0 |  | 338.194 | 0.056911 |  | 338.194 | 0 |  | 338.194 | 0 |  | 338.194 | 0
| 339.9635 | 0 |  | 338.4048 | 0 |  | 338.4048 | 6.5392e-05 |  | 339.3919 | 0 |  | 338.4048 | 0.07921 |  | 338.4048 | 0 |  | 338.4048 | 0 |  | 338.4048 | 0
| 340.177 | 0 |  | 338.6156 | 0 |  | 338.6156 | 8.6086e-05 |  | 339.6051 | 0 |  | 338.6156 | 0.059428 |  | 338.6156 | 0 |  | 338.6156 | 0 |  | 338.6156 | 0
| 340.3905 | 0 |  | 338.8264 | 0 |  | 338.8265 | 8.3603e-05 |  | 339.8183 | 0 |  | 338.8264 | 0.077679 |  | 338.8264 | 0 |  | 338.8265 | 0 |  | 338.8264 | 0
| 340.6041 | 0 |  | 339.0373 | 0 |  | 339.0373 | 8.857e-05 |  | 340.0315 | 0 |  | 339.0373 | 0.060184 |  | 339.0373 | 0 |  | 339.0373 | 0 |  | 339.0373 | 0
| 340.8177 | 0 |  | 339.2481 | 0 |  | 339.2481 | 4.3043e-05 |  | 340.2448 | 0 |  | 339.2481 | 0.071378 |  | 339.2481 | 0 |  | 339.2481 | 0 |  | 339.2481 | 0
| 341.0312 | 0 |  | 339.459 | 0 |  | 339.459 | 8.2775e-05 |  | 340.458 | 0 |  | 339.459 | 0.054545 |  | 339.459 | 0 |  | 339.459 | 0 |  | 339.459 | 0
| 341.2448 | 0 |  | 339.6699 | 0 |  | 339.6699 | 9.933e-06 |  | 340.6713 | 0 |  | 339.6699 | 0.071564 |  | 339.6699 | 0 |  | 339.6699 | 0 |  | 339.6699 | 0
| 341.4584 | 0 |  | 339.8808 | 0 |  | 339.8808 | 0.00013078 |  | 340.8846 | 0 |  | 339.8808 | 0.054272 |  | 339.8808 | 0 |  | 339.8808 | 0 |  | 339.8808 | 0
| 341.672 | 0 |  | 340.0917 | 0 |  | 340.0917 | 5.4632e-05 |  | 341.0979 | 0 |  | 340.0917 | 0.06962 |  | 340.0917 | 0 |  | 340.0917 | 0 |  | 340.0917 | 0
| 341.8857 | 0 |  | 340.3026 | 0 |  | 340.3026 | 0.00010595 |  | 341.3112 | 0 |  | 340.3026 | 0.049182 |  | 340.3026 | 0 |  | 340.3026 | 0 |  | 340.3026 | 0
| 342.0993 | 0 |  | 340.5135 | 0 |  | 340.5135 | 2.7316e-05 |  | 341.5245 | 0 |  | 340.5135 | 0.069009 |  | 340.5135 | 0 |  | 340.5135 | 0 |  | 340.5135 | 0
| 342.313 | 0 |  | 340.7244 | 0 |  | 340.7244 | 9.3536e-05 |  | 341.7379 | 0 |  | 340.7244 | 0.052431 |  | 340.7244 | 0 |  | 340.7244 | 0 |  | 340.7244 | 0
| 342.5267 | 0 |  | 340.9354 | 0 |  | 340.9354 | 5.877e-05 |  | 341.9513 | 0 |  | 340.9354 | 0.072465 |  | 340.9354 | 0 |  | 340.9354 | 0 |  | 340.9354 | 0
| 342.7404 | 0 |  | 341.1464 | 0 |  | 341.1464 | 6.7876e-05 |  | 342.1646 | 0 |  | 341.1464 | 0.054265 |  | 341.1464 | 0 |  | 341.1464 | 0 |  | 341.1464 | 0
| 342.9541 | 0 |  | 341.3573 | 0 |  | 341.3573 | 1.0761e-05 |  | 342.378 | 0 |  | 341.3573 | 0.06788 |  | 341.3573 | 0 |  | 341.3573 | 0 |  | 341.3573 | 0
| 343.1678 | 0 |  | 341.5683 | 0 |  | 341.5683 | 7.5325e-05 |  | 342.5915 | 0 |  | 341.5683 | 0.046715 |  | 341.5683 | 0 |  | 341.5683 | 0 |  | 341.5683 | 0
| 343.3816 | 0 |  | 341.7793 | 0 |  | 341.7793 | 2.4833e-05 |  | 342.8049 | 0 |  | 341.7793 | 0.063539 |  | 341.7793 | 0 |  | 341.7793 | 0 |  | 341.7793 | 0
| 343.5953 | 0 |  | 341.9903 | 0 |  | 341.9903 | 5.877e-05 |  | 343.0183 | 0 |  | 341.9903 | 0.045514 |  | 341.9903 | 0 |  | 341.9903 | 0 |  | 341.9903 | 0
| 343.8091 | 0 |  | 342.2014 | 0 |  | 342.2013 | -1.49e-05 |  | 343.2318 | 0 |  | 342.2014 | 0.065082 |  | 342.2014 | 0 |  | 342.2013 | 0 |  | 342.2014 | 0
| 344.0229 | 0 |  | 342.4124 | 0 |  | 342.4124 | 0.00011837 |  | 343.4453 | 0 |  | 342.4124 | 0.048071 |  | 342.4124 | 0 |  | 342.4124 | 0 |  | 342.4124 | 0
| 344.2367 | 0 |  | 342.6234 | 0 |  | 342.6234 | 7.6153e-05 |  | 343.6588 | 0 |  | 342.6234 | 0.064798 |  | 342.6234 | 0 |  | 342.6234 | 0 |  | 342.6234 | 0
| 344.4505 | 0 |  | 342.8345 | 0 |  | 342.8345 | 0.00015313 |  | 343.8723 | 0 |  | 342.8345 | 0.047027 |  | 342.8345 | 0 |  | 342.8345 | 0 |  | 342.8345 | 0
| 344.6643 | 0 |  | 343.0456 | 0 |  | 343.0456 | -2.9799e-05 |  | 344.0858 | 0 |  | 343.0456 | 0.061657 |  | 343.0456 | 0 |  | 343.0456 | 0 |  | 343.0456 | 0
| 344.8782 | 0 |  | 343.2567 | 0 |  | 343.2567 | 5.2148e-05 |  | 344.2994 | 0 |  | 343.2567 | 0.046057 |  | 343.2567 | 0 |  | 343.2567 | 0 |  | 343.2567 | 0
| 345.092 | 0 |  | 343.4678 | 0 |  | 343.4678 | 1.49e-05 |  | 344.5129 | 0 |  | 343.4678 | 0.061562 |  | 343.4678 | 0 |  | 343.4678 | 0 |  | 343.4678 | 0
| 345.3059 | 0 |  | 343.6789 | 0 |  | 343.6789 | 2.8971e-05 |  | 344.7265 | 0 |  | 343.6789 | 0.042053 |  | 343.6789 | 0 |  | 343.6789 | 0 |  | 343.6789 | 0
| 345.5198 | 0 |  | 343.89 | 0 |  | 343.89 | 4.1388e-05 |  | 344.9401 | 0 |  | 343.89 | 0.061642 |  | 343.89 | 0 |  | 343.89 | 0 |  | 343.89 | 0
| 345.7337 | 0 |  | 344.1012 | 0 |  | 344.1012 | 9.1881e-05 |  | 345.1537 | 0 |  | 344.1012 | 0.048295 |  | 344.1012 | 0 |  | 344.1012 | 0 |  | 344.1012 | 0
| 345.9476 | 0 |  | 344.3123 | 0 |  | 344.3123 | 7.9464e-05 |  | 345.3673 | 0 |  | 344.3123 | 0.064053 |  | 344.3123 | 0 |  | 344.3123 | 0 |  | 344.3123 | 0
| 346.1615 | 0 |  | 344.5235 | 0 |  | 344.5235 | 1.9866e-05 |  | 345.581 | 0 |  | 344.5235 | 0.047145 |  | 344.5235 | 0 |  | 344.5235 | 0 |  | 344.5235 | 0
| 346.3755 | 0 |  | 344.7347 | 0 |  | 344.7347 | 6.7876e-05 |  | 345.7946 | 0 |  | 344.7347 | 0.060743 |  | 344.7347 | 0 |  | 344.7347 | 0 |  | 344.7347 | 0
| 346.5894 | 0 |  | 344.9459 | 0 |  | 344.9459 | 0.00012416 |  | 346.0083 | 0 |  | 344.9459 | 0.051056 |  | 344.9459 | 0 |  | 344.9459 | 0 |  | 344.9459 | 0
| 346.8034 | 0 |  | 345.1571 | 0 |  | 345.1571 | 6.5392e-05 |  | 346.222 | 0 |  | 345.1571 | 0.062336 |  | 345.1571 | 0 |  | 345.1571 | 0 |  | 345.1571 | 0
| 347.0174 | 0 |  | 345.3683 | 0 |  | 345.3683 | 8.6086e-05 |  | 346.4357 | 0 |  | 345.3683 | 0.046276 |  | 345.3683 | 0 |  | 345.3683 | 0 |  | 345.3683 | 0
| 347.2314 | 0 |  | 345.5795 | 0 |  | 345.5795 | 8.3603e-05 |  | 346.6494 | 0 |  | 345.5795 | 0.064319 |  | 345.5795 | 0 |  | 345.5795 | 0 |  | 345.5795 | 0
| 347.4455 | 0 |  | 345.7908 | 0 |  | 345.7908 | 8.857e-05 |  | 346.8632 | 0 |  | 345.7908 | 0.046552 |  | 345.7908 | 0 |  | 345.7908 | 0 |  | 345.7908 | 0
| 347.6595 | 0 |  | 346.002 | 0 |  | 346.002 | 4.3043e-05 |  | 347.0769 | 0 |  | 346.002 | 0.060636 |  | 346.002 | 0 |  | 346.002 | 0 |  | 346.002 | 0
| 347.8736 | 0 |  | 346.2133 | 0 |  | 346.2133 | 8.2775e-05 |  | 347.2907 | 0 |  | 346.2133 | 0.044597 |  | 346.2133 | 0 |  | 346.2133 | 0 |  | 346.2133 | 0
| 348.0876 | 0 |  | 346.4246 | 0 |  | 346.4246 | 9.933e-06 |  | 347.5045 | 0 |  | 346.4246 | 0.062368 |  | 346.4246 | 0 |  | 346.4246 | 0 |  | 346.4246 | 0
| 348.3017 | 0 |  | 346.6359 | 0 |  | 346.6359 | 0.00013078 |  | 347.7183 | 0 |  | 346.6359 | 0.044648 |  | 346.6359 | 0 |  | 346.6359 | 0 |  | 346.6359 | 0
| 348.5158 | 0 |  | 346.8472 | 0 |  | 346.8472 | 5.4632e-05 |  | 347.9321 | 0 |  | 346.8472 | 0.058288 |  | 346.8472 | 0 |  | 346.8472 | 0 |  | 346.8472 | 0
| 348.7299 | 0 |  | 347.0585 | 0 |  | 347.0585 | 0.00010595 |  | 348.1459 | 0 |  | 347.0585 | 0.04411 |  | 347.0585 | 0 |  | 347.0585 | 0 |  | 347.0585 | 0
| 348.9441 | 0 |  | 347.2698 | 0 |  | 347.2698 | 2.7316e-05 |  | 348.3598 | 0 |  | 347.2698 | 0.059173 |  | 347.2698 | 0 |  | 347.2698 | 0 |  | 347.2698 | 0
| 349.1582 | 0 |  | 347.4812 | 0 |  | 347.4812 | 9.3536e-05 |  | 348.5736 | 0 |  | 347.4812 | 0.045152 |  | 347.4812 | 0 |  | 347.4812 | 0 |  | 347.4812 | 0
| 349.3723 | 0 |  | 347.6925 | 0 |  | 347.6925 | 5.877e-05 |  | 348.7875 | 0 |  | 347.6925 | 0.05699 |  | 347.6925 | 0 |  | 347.6925 | 0 |  | 347.6925 | 0
| 349.5865 | 0 |  | 347.9039 | 0 |  | 347.9039 | 6.7876e-05 |  | 349.0014 | 0 |  | 347.9039 | 0.044111 |  | 347.9039 | 0 |  | 347.9039 | 0 |  | 347.9039 | 0
| 349.8007 | 0 |  | 348.1153 | 0 |  | 348.1153 | 1.0761e-05 |  | 349.2153 | 0 |  | 348.1153 | 0.055114 |  | 348.1153 | 0 |  | 348.1153 | 0 |  | 348.1153 | 0
| 350.0149 | 0 |  | 348.3267 | 0 |  | 348.3267 | 7.5325e-05 |  | 349.4292 | 0 |  | 348.3267 | 0.040416 |  | 348.3267 | 0 |  | 348.3267 | 0 |  | 348.3267 | 0
| 350.2291 | 0 |  | 348.5381 | 0 |  | 348.5381 | 2.4833e-05 |  | 349.6432 | 0 |  | 348.5381 | 0.05413 |  | 348.5381 | 0 |  | 348.5381 | 0 |  | 348.5381 | 0
| 350.4434 | 0 |  | 348.7495 | 0 |  | 348.7495 | 5.877e-05 |  | 349.8571 | 0 |  | 348.7495 | 0.036544 |  | 348.7495 | 0 |  | 348.7495 | 0 |  | 348.7495 | 0
| 350.6576 | 0 |  | 348.961 | 0 |  | 348.961 | -1.49e-05 |  | 350.0711 | 0 |  | 348.961 | 0.050457 |  | 348.961 | 0 |  | 348.961 | 0 |  | 348.961 | 0
| 350.8719 | 0 |  | 349.1724 | 0 |  | 349.1724 | 0.00011837 |  | 350.2851 | 0 |  | 349.1724 | 0.037292 |  | 349.1724 | 0 |  | 349.1724 | 0 |  | 349.1724 | 0
| 351.0862 | 0 |  | 349.3839 | 0 |  | 349.3839 | 7.6153e-05 |  | 350.4991 | 0 |  | 349.3839 | 0.049703 |  | 349.3839 | 0 |  | 349.3839 | 0 |  | 349.3839 | 0
| 351.3005 | 0 |  | 349.5953 | 0 |  | 349.5953 | 0.00015313 |  | 350.7131 | 0 |  | 349.5953 | 0.038067 |  | 349.5953 | 0 |  | 349.5953 | 0 |  | 349.5953 | 0
| 351.5148 | 0 |  | 349.8068 | 0 |  | 349.8068 | -2.9799e-05 |  | 350.9272 | 0 |  | 349.8068 | 0.049651 |  | 349.8068 | 0 |  | 349.8068 | 0 |  | 349.8068 | 0
| 351.7291 | 0 |  | 350.0183 | 0 |  | 350.0183 | 5.2148e-05 |  | 351.1412 | 0 |  | 350.0183 | 0.035119 |  | 350.0183 | 0 |  | 350.0183 | 0 |  | 350.0183 | 0
| 351.9434 | 0 |  | 350.2298 | 0 |  | 350.2298 | 1.49e-05 |  | 351.3553 | 0 |  | 350.2298 | 0.04549 |  | 350.2298 | 0 |  | 350.2298 | 0 |  | 350.2298 | 0
| 352.1578 | 0 |  | 350.4413 | 0 |  | 350.4413 | 2.8971e-05 |  | 351.5694 | 0 |  | 350.4413 | 0.03497 |  | 350.4413 | 0 |  | 350.4413 | 0 |  | 350.4413 | 0
| 352.3721 | 0 |  | 350.6529 | 0 |  | 350.6529 | 4.1388e-05 |  | 351.7835 | 0 |  | 350.6529 | 0.043719 |  | 350.6529 | 0 |  | 350.6529 | 0 |  | 350.6529 | 0
| 352.5865 | 0 |  | 350.8644 | 0 |  | 350.8644 | 9.1881e-05 |  | 351.9976 | 0 |  | 350.8644 | 0.032486 |  | 350.8644 | 0 |  | 350.8644 | 0 |  | 350.8644 | 0
| 352.8009 | 0 |  | 351.076 | 0 |  | 351.076 | 7.9464e-05 |  | 352.2117 | 0 |  | 351.076 | 0.042804 |  | 351.076 | 0 |  | 351.076 | 0 |  | 351.076 | 0
| 353.0153 | 0 |  | 351.2876 | 0 |  | 351.2876 | 1.9866e-05 |  | 352.4259 | 0 |  | 351.2876 | 0.030332 |  | 351.2876 | 0 |  | 351.2876 | 0 |  | 351.2876 | 0
| 353.2298 | 0 |  | 351.4992 | 0 |  | 351.4992 | 6.7876e-05 |  | 352.64 | 0 |  | 351.4992 | 0.041487 |  | 351.4992 | 0 |  | 351.4992 | 0 |  | 351.4992 | 0
| 353.4442 | 0 |  | 351.7108 | 0 |  | 351.7108 | 0.00012416 |  | 352.8542 | 0 |  | 351.7108 | 0.030584 |  | 351.7108 | 0 |  | 351.7108 | 0 |  | 351.7108 | 0
| 353.6587 | 0 |  | 351.9224 | 0 |  | 351.9224 | 6.5392e-05 |  | 353.0684 | 0 |  | 351.9224 | 0.041094 |  | 351.9224 | 0 |  | 351.9224 | 0 |  | 351.9224 | 0
| 353.8731 | 0 |  | 352.134 | 0 |  | 352.134 | 8.6086e-05 |  | 353.2826 | 0 |  | 352.134 | 0.029651 |  | 352.134 | 0 |  | 352.134 | 0 |  | 352.134 | 0
| 354.0876 | 0 |  | 352.3456 | 0 |  | 352.3456 | 8.3603e-05 |  | 353.4969 | 0 |  | 352.3456 | 0.039885 |  | 352.3456 | 0 |  | 352.3456 | 0 |  | 352.3456 | 0
| 354.3021 | 0 |  | 352.5573 | 0 |  | 352.5573 | 8.857e-05 |  | 353.7111 | 0 |  | 352.5573 | 0.030545 |  | 352.5573 | 0 |  | 352.5573 | 0 |  | 352.5573 | 0
| 354.5166 | 0 |  | 352.769 | 0 |  | 352.769 | 4.3043e-05 |  | 353.9254 | 0 |  | 352.769 | 0.039921 |  | 352.769 | 0 |  | 352.769 | 0 |  | 352.769 | 0
| 354.7312 | 0 |  | 352.9806 | 0 |  | 352.9806 | 8.2775e-05 |  | 354.1397 | 0 |  | 352.9806 | 0.026888 |  | 352.9806 | 0 |  | 352.9806 | 0 |  | 352.9806 | 0
| 354.9457 | 0 |  | 353.1923 | 0 |  | 353.1923 | 9.933e-06 |  | 354.354 | 0 |  | 353.1923 | 0.038679 |  | 353.1923 | 0 |  | 353.1923 | 0 |  | 353.1923 | 0
| 355.1603 | 0 |  | 353.404 | 0 |  | 353.404 | 0.00013078 |  | 354.5683 | 0 |  | 353.404 | 0.029286 |  | 353.404 | 0 |  | 353.404 | 0 |  | 353.404 | 0
| 355.3748 | 0 |  | 353.6157 | 0 |  | 353.6157 | 5.4632e-05 |  | 354.7826 | 0 |  | 353.6157 | 0.037753 |  | 353.6157 | 0 |  | 353.6157 | 0 |  | 353.6157 | 0
| 355.5894 | 0 |  | 353.8275 | 0 |  | 353.8274 | 0.00010595 |  | 354.9969 | 0 |  | 353.8275 | 0.028425 |  | 353.8275 | 0 |  | 353.8274 | 0 |  | 353.8275 | 0
| 355.804 | 0 |  | 354.0392 | 0 |  | 354.0392 | 2.7316e-05 |  | 355.2113 | 0 |  | 354.0392 | 0.035221 |  | 354.0392 | 0 |  | 354.0392 | 0 |  | 354.0392 | 0
| 356.0186 | 0 |  | 354.2509 | 0 |  | 354.2509 | 9.3536e-05 |  | 355.4257 | 0 |  | 354.2509 | 0.026904 |  | 354.2509 | 0 |  | 354.2509 | 0 |  | 354.2509 | 0
| 356.2333 | 0 |  | 354.4627 | 0 |  | 354.4627 | 5.877e-05 |  | 355.64 | 0 |  | 354.4627 | 0.036854 |  | 354.4627 | 0 |  | 354.4627 | 0 |  | 354.4627 | 0
| 356.4479 | 0 |  | 354.6745 | 0 |  | 354.6745 | 6.7876e-05 |  | 355.8544 | 0 |  | 354.6745 | 0.028795 |  | 354.6745 | 0 |  | 354.6745 | 0 |  | 354.6745 | 0
| 356.6626 | 0 |  | 354.8863 | 0 |  | 354.8863 | 1.0761e-05 |  | 356.0689 | 0 |  | 354.8863 | 0.035193 |  | 354.8863 | 0 |  | 354.8863 | 0 |  | 354.8863 | 0
| 356.8773 | 0 |  | 355.0981 | 0 |  | 355.0981 | 7.5325e-05 |  | 356.2833 | 0 |  | 355.0981 | 0.026364 |  | 355.0981 | 0 |  | 355.0981 | 0 |  | 355.0981 | 0
| 357.092 | 0 |  | 355.3099 | 0 |  | 355.3099 | 2.4833e-05 |  | 356.4978 | 0 |  | 355.3099 | 0.035121 |  | 355.3099 | 0 |  | 355.3099 | 0 |  | 355.3099 | 0
| 357.3067 | 0 |  | 355.5217 | 0 |  | 355.5217 | 5.877e-05 |  | 356.7122 | 0 |  | 355.5217 | 0.027227 |  | 355.5217 | 0 |  | 355.5217 | 0 |  | 355.5217 | 0
| 357.5214 | 0 |  | 355.7336 | 0 |  | 355.7335 | -1.49e-05 |  | 356.9267 | 0 |  | 355.7336 | 0.035076 |  | 355.7336 | 0 |  | 355.7335 | 0 |  | 355.7336 | 0
| 357.7361 | 0 |  | 355.9454 | 0 |  | 355.9454 | 0.00011837 |  | 357.1412 | 0 |  | 355.9454 | 0.023237 |  | 355.9454 | 0 |  | 355.9454 | 0 |  | 355.9454 | 0
| 357.9509 | 0 |  | 356.1573 | 0 |  | 356.1573 | 7.6153e-05 |  | 357.3557 | 0 |  | 356.1573 | 0.034218 |  | 356.1573 | 0 |  | 356.1573 | 0 |  | 356.1573 | 0
| 358.1657 | 0 |  | 356.3691 | 0 |  | 356.3691 | 0.00015313 |  | 357.5702 | 0 |  | 356.3691 | 0.025407 |  | 356.3691 | 0 |  | 356.3691 | 0 |  | 356.3691 | 0
| 358.3804 | 0 |  | 356.581 | 0 |  | 356.581 | -2.9799e-05 |  | 357.7848 | 0 |  | 356.581 | 0.033714 |  | 356.581 | 0 |  | 356.581 | 0 |  | 356.581 | 0
| 358.5952 | 0 |  | 356.7929 | 0 |  | 356.7929 | 5.2148e-05 |  | 357.9994 | 0 |  | 356.7929 | 0.023259 |  | 356.7929 | 0 |  | 356.7929 | 0 |  | 356.7929 | 0
| 358.81 | 0 |  | 357.0048 | 0 |  | 357.0048 | 1.49e-05 |  | 358.2139 | 0 |  | 357.0048 | 0.031003 |  | 357.0048 | 0 |  | 357.0048 | 0 |  | 357.0048 | 0
| 359.0249 | 0 |  | 357.2168 | 0 |  | 357.2168 | 2.8971e-05 |  | 358.4285 | 0 |  | 357.2168 | 0.024341 |  | 357.2168 | 0 |  | 357.2168 | 0 |  | 357.2168 | 0
| 359.2397 | 0 |  | 357.4287 | 0 |  | 357.4287 | 4.1388e-05 |  | 358.6431 | 0 |  | 357.4287 | 0.029865 |  | 357.4287 | 0 |  | 357.4287 | 0 |  | 357.4287 | 0
| 359.4546 | 0 |  | 357.6407 | 0 |  | 357.6407 | 9.1881e-05 |  | 358.8578 | 0 |  | 357.6407 | 0.023374 |  | 357.6407 | 0 |  | 357.6407 | 0 |  | 357.6407 | 0
| 359.6694 | 0 |  | 357.8526 | 0 |  | 357.8526 | 7.9464e-05 |  | 359.0724 | 0 |  | 357.8526 | 0.029501 |  | 357.8526 | 0 |  | 357.8526 | 0 |  | 357.8526 | 0
| 359.8843 | 0 |  | 358.0646 | 0 |  | 358.0646 | 1.9866e-05 |  | 359.2871 | 0 |  | 358.0646 | 0.021322 |  | 358.0646 | 0 |  | 358.0646 | 0 |  | 358.0646 | 0
| 360.0992 | 0 |  | 358.2766 | 0 |  | 358.2766 | 6.7876e-05 |  | 359.5017 | 0 |  | 358.2766 | 0.029974 |  | 358.2766 | 0 |  | 358.2766 | 0 |  | 358.2766 | 0
| 360.3141 | 0 |  | 358.4886 | 0 |  | 358.4886 | 1.9866e-05 |  | 359.7164 | 0 |  | 358.4886 | 0.021712 |  | 358.4886 | 0 |  | 358.4886 | 0 |  | 358.4886 | 0
| 360.5291 | 0 |  | 358.7006 | 0 |  | 358.7006 | 6.7876e-05 |  | 359.9311 | 0 |  | 358.7006 | 0.030429 |  | 358.7006 | 0 |  | 358.7006 | 0 |  | 358.7006 | 0
| 360.744 | 0 |  | 358.9126 | 0 |  | 358.9126 | 0.00012416 |  | 360.1458 | 0 |  | 358.9126 | 0.022594 |  | 358.9126 | 0 |  | 358.9126 | 0 |  | 358.9126 | 0
| 360.959 | 0 |  | 359.1247 | 0 |  | 359.1247 | 6.5392e-05 |  | 360.3606 | 0 |  | 359.1247 | 0.030688 |  | 359.1247 | 0 |  | 359.1247 | 0 |  | 359.1247 | 0
| 361.1739 | 0 |  | 359.3367 | 0 |  | 359.3367 | 8.6086e-05 |  | 360.5753 | 0 |  | 359.3367 | 0.022243 |  | 359.3367 | 0 |  | 359.3367 | 0 |  | 359.3367 | 0
| 361.3889 | 0 |  | 359.5488 | 0 |  | 359.5488 | 8.3603e-05 |  | 360.7901 | 0 |  | 359.5488 | 0.027432 |  | 359.5488 | 0 |  | 359.5488 | 0 |  | 359.5488 | 0
| 361.6039 | 0 |  | 359.7609 | 0 |  | 359.7609 | 8.857e-05 |  | 361.0049 | 0 |  | 359.7609 | 0.020822 |  | 359.7609 | 0 |  | 359.7609 | 0 |  | 359.7609 | 0
| 361.8189 | 0 |  | 359.973 | 0 |  | 359.973 | 4.3043e-05 |  | 361.2197 | 0 |  | 359.973 | 0.026821 |  | 359.973 | 0 |  | 359.973 | 0 |  | 359.973 | 0
| 362.034 | 0 |  | 360.1851 | 0 |  | 360.1851 | 8.2775e-05 |  | 361.4345 | 0 |  | 360.1851 | 0.020834 |  | 360.1851 | 0 |  | 360.1851 | 0 |  | 360.1851 | 0
| 362.249 | 0 |  | 360.3972 | 0 |  | 360.3972 | 9.933e-06 |  | 361.6493 | 0 |  | 360.3972 | 0.02704 |  | 360.3972 | 0 |  | 360.3972 | 0 |  | 360.3972 | 0
| 362.4641 | 0 |  | 360.6093 | 0 |  | 360.6093 | 0.00013078 |  | 361.8642 | 0 |  | 360.6093 | 0.019454 |  | 360.6093 | 0 |  | 360.6093 | 0 |  | 360.6093 | 0
| 362.6792 | 0 |  | 360.8214 | 0 |  | 360.8214 | 5.4632e-05 |  | 362.079 | 0 |  | 360.8214 | 0.027086 |  | 360.8214 | 0 |  | 360.8214 | 0 |  | 360.8214 | 0
| 362.8943 | 0 |  | 361.0336 | 0 |  | 361.0336 | 0.00010595 |  | 362.2939 | 0 |  | 361.0336 | 0.019884 |  | 361.0336 | 0 |  | 361.0336 | 0 |  | 361.0336 | 0
| 363.1094 | 0 |  | 361.2458 | 0 |  | 361.2458 | 2.7316e-05 |  | 362.5088 | 0 |  | 361.2458 | 0.02576 |  | 361.2458 | 0 |  | 361.2458 | 0 |  | 361.2458 | 0
| 363.3245 | 0 |  | 361.4579 | 0 |  | 361.4579 | 9.3536e-05 |  | 362.7237 | 0 |  | 361.4579 | 0.018428 |  | 361.4579 | 0 |  | 361.4579 | 0 |  | 361.4579 | 0
| 363.5396 | 0 |  | 361.6701 | 0 |  | 361.6701 | 5.877e-05 |  | 362.9386 | 0 |  | 361.6701 | 0.024361 |  | 361.6701 | 0 |  | 361.6701 | 0 |  | 361.6701 | 0
| 363.7548 | 0 |  | 361.8823 | 0 |  | 361.8823 | 6.7876e-05 |  | 363.1536 | 0 |  | 361.8823 | 0.017446 |  | 361.8823 | 0 |  | 361.8823 | 0 |  | 361.8823 | 0
| 363.9699 | 0 |  | 362.0945 | 0 |  | 362.0945 | 1.0761e-05 |  | 363.3685 | 0 |  | 362.0945 | 0.024798 |  | 362.0945 | 0 |  | 362.0945 | 0 |  | 362.0945 | 0
| 364.1851 | 0 |  | 362.3068 | 0 |  | 362.3068 | 7.5325e-05 |  | 363.5835 | 0 |  | 362.3068 | 0.017423 |  | 362.3068 | 0 |  | 362.3068 | 0 |  | 362.3068 | 0
| 364.4003 | 0 |  | 362.519 | 0 |  | 362.519 | 2.4833e-05 |  | 363.7985 | 0 |  | 362.519 | 0.024604 |  | 362.519 | 0 |  | 362.519 | 0 |  | 362.519 | 0
| 364.6155 | 0 |  | 362.7313 | 0 |  | 362.7313 | 5.877e-05 |  | 364.0135 | 0 |  | 362.7313 | 0.017791 |  | 362.7313 | 0 |  | 362.7313 | 0 |  | 362.7313 | 0
| 364.8307 | 0 |  | 362.9435 | 0 |  | 362.9435 | -1.49e-05 |  | 364.2285 | 0 |  | 362.9435 | 0.023219 |  | 362.9435 | 0 |  | 362.9435 | 0 |  | 362.9435 | 0
| 365.046 | 0 |  | 363.1558 | 0 |  | 363.1558 | 0.00011837 |  | 364.4435 | 0 |  | 363.1558 | 0.017547 |  | 363.1558 | 0 |  | 363.1558 | 0 |  | 363.1558 | 0
| 365.2612 | 0 |  | 363.3681 | 0 |  | 363.3681 | 7.6153e-05 |  | 364.6586 | 0 |  | 363.3681 | 0.022768 |  | 363.3681 | 0 |  | 363.3681 | 0 |  | 363.3681 | 0
| 365.4765 | 0 |  | 363.5804 | 0 |  | 363.5804 | 0.00015313 |  | 364.8736 | 0 |  | 363.5804 | 0.017487 |  | 363.5804 | 0 |  | 363.5804 | 0 |  | 363.5804 | 0
| 365.6918 | 0 |  | 363.7927 | 0 |  | 363.7927 | -2.9799e-05 |  | 365.0887 | 0 |  | 363.7927 | 0.02245 |  | 363.7927 | 0 |  | 363.7927 | 0 |  | 363.7927 | 0
| 365.9071 | 0 |  | 364.005 | 0 |  | 364.005 | 5.2148e-05 |  | 365.3038 | 0 |  | 364.005 | 0.01675 |  | 364.005 | 0 |  | 364.005 | 0 |  | 364.005 | 0
| 366.1224 | 0 |  | 364.2174 | 0 |  | 364.2174 | 1.49e-05 |  | 365.5189 | 0 |  | 364.2174 | 0.022491 |  | 364.2174 | 0 |  | 364.2174 | 0 |  | 364.2174 | 0
| 366.3377 | 0 |  | 364.4297 | 0 |  | 364.4298 | 2.8971e-05 |  | 365.7341 | 0 |  | 364.4297 | 0.017263 |  | 364.4297 | 0 |  | 364.4298 | 0 |  | 364.4297 | 0
| 366.553 | 0 |  | 364.6421 | 0 |  | 364.6421 | 4.1388e-05 |  | 365.9492 | 0 |  | 364.6421 | 0.02277 |  | 364.6421 | 0 |  | 364.6421 | 0 |  | 364.6421 | 0
| 366.7684 | 0 |  | 364.8545 | 0 |  | 364.8545 | 9.1881e-05 |  | 366.1644 | 0 |  | 364.8545 | 0.017377 |  | 364.8545 | 0 |  | 364.8545 | 0 |  | 364.8545 | 0
| 366.9838 | 0 |  | 365.0669 | 0 |  | 365.0669 | 7.9464e-05 |  | 366.3795 | 0 |  | 365.0669 | 0.022696 |  | 365.0669 | 0 |  | 365.0669 | 0 |  | 365.0669 | 0
| 367.1992 | 0 |  | 365.2793 | 0 |  | 365.2793 | 1.9866e-05 |  | 366.5947 | 0 |  | 365.2793 | 0.016535 |  | 365.2793 | 0 |  | 365.2793 | 0 |  | 365.2793 | 0
| 367.4146 | 0 |  | 365.4917 | 0 |  | 365.4917 | 6.7876e-05 |  | 366.8099 | 0 |  | 365.4917 | 0.022776 |  | 365.4917 | 0 |  | 365.4917 | 0 |  | 365.4917 | 0
| 367.63 | 0 |  | 365.7041 | 0 |  | 365.7041 | 0.00012416 |  | 367.0251 | 0 |  | 365.7041 | 0.016793 |  | 365.7041 | 0 |  | 365.7041 | 0 |  | 365.7041 | 0
| 367.8454 | 0 |  | 365.9166 | 0 |  | 365.9166 | 6.5392e-05 |  | 367.2404 | 0 |  | 365.9166 | 0.021807 |  | 365.9166 | 0 |  | 365.9166 | 0 |  | 365.9166 | 0
| 368.0608 | 0 |  | 366.129 | 0 |  | 366.129 | 8.6086e-05 |  | 367.4556 | 0 |  | 366.129 | 0.016218 |  | 366.129 | 0 |  | 366.129 | 0 |  | 366.129 | 0
| 368.2763 | 0 |  | 366.3415 | 0 |  | 366.3415 | 8.3603e-05 |  | 367.6709 | 0 |  | 366.3415 | 0.021955 |  | 366.3415 | 0 |  | 366.3415 | 0 |  | 366.3415 | 0
| 368.4918 | 0 |  | 366.554 | 0 |  | 366.554 | 8.857e-05 |  | 367.8862 | 0 |  | 366.554 | 0.015518 |  | 366.554 | 0 |  | 366.554 | 0 |  | 366.554 | 0
| 368.7073 | 0 |  | 366.7664 | 0 |  | 366.7665 | 4.3043e-05 |  | 368.1015 | 0 |  | 366.7664 | 0.021329 |  | 366.7664 | 0 |  | 366.7665 | 0 |  | 366.7664 | 0
| 368.9228 | 0 |  | 366.9789 | 0 |  | 366.9789 | 8.2775e-05 |  | 368.3168 | 0 |  | 366.9789 | 0.015709 |  | 366.9789 | 0 |  | 366.9789 | 0 |  | 366.9789 | 0
| 369.1383 | 0 |  | 367.1915 | 0 |  | 367.1915 | 9.933e-06 |  | 368.5321 | 0 |  | 367.1915 | 0.022711 |  | 367.1915 | 0 |  | 367.1915 | 0 |  | 367.1915 | 0
| 369.3538 | 0 |  | 367.404 | 0 |  | 367.404 | 0.00013078 |  | 368.7475 | 0 |  | 367.404 | 0.015037 |  | 367.404 | 0 |  | 367.404 | 0 |  | 367.404 | 0
| 369.5693 | 0 |  | 367.6165 | 0 |  | 367.6165 | 5.4632e-05 |  | 368.9629 | 0 |  | 367.6165 | 0.020439 |  | 367.6165 | 0 |  | 367.6165 | 0 |  | 367.6165 | 0
| 369.7849 | 0 |  | 367.8291 | 0 |  | 367.8291 | 0.00010595 |  | 369.1782 | 0 |  | 367.8291 | 0.016662 |  | 367.8291 | 0 |  | 367.8291 | 0 |  | 367.8291 | 0
| 370.0005 | 0 |  | 368.0416 | 0 |  | 368.0416 | 2.7316e-05 |  | 369.3936 | 0 |  | 368.0416 | 0.020176 |  | 368.0416 | 0 |  | 368.0416 | 0 |  | 368.0416 | 0
| 370.2161 | 0 |  | 368.2542 | 0 |  | 368.2542 | 9.3536e-05 |  | 369.609 | 0 |  | 368.2542 | 0.016424 |  | 368.2542 | 0 |  | 368.2542 | 0 |  | 368.2542 | 0
| 370.4317 | 0 |  | 368.4668 | 0 |  | 368.4668 | 5.877e-05 |  | 369.8245 | 0 |  | 368.4668 | 0.021783 |  | 368.4668 | 0 |  | 368.4668 | 0 |  | 368.4668 | 0
| 370.6473 | 0 |  | 368.6794 | 0 |  | 368.6794 | 6.7876e-05 |  | 370.0399 | 0 |  | 368.6794 | 0.014912 |  | 368.6794 | 0 |  | 368.6794 | 0 |  | 368.6794 | 0
| 370.8629 | 0 |  | 368.892 | 0 |  | 368.892 | 1.0761e-05 |  | 370.2553 | 0 |  | 368.892 | 0.020497 |  | 368.892 | 0 |  | 368.892 | 0 |  | 368.892 | 0
| 371.0786 | 0 |  | 369.1046 | 0 |  | 369.1046 | 7.5325e-05 |  | 370.4708 | 0 |  | 369.1046 | 0.014276 |  | 369.1046 | 0 |  | 369.1046 | 0 |  | 369.1046 | 0
| 371.2942 | 0 |  | 369.3173 | 0 |  | 369.3173 | 2.4833e-05 |  | 370.6863 | 0 |  | 369.3173 | 0.021123 |  | 369.3173 | 0 |  | 369.3173 | 0 |  | 369.3173 | 0
| 371.5099 | 0 |  | 369.5299 | 0 |  | 369.5299 | 5.877e-05 |  | 370.9018 | 0 |  | 369.5299 | 0.014598 |  | 369.5299 | 0 |  | 369.5299 | 0 |  | 369.5299 | 0
| 371.7256 | 0 |  | 369.7426 | 0 |  | 369.7426 | -1.49e-05 |  | 371.1173 | 0 |  | 369.7426 | 0.018925 |  | 369.7426 | 0 |  | 369.7426 | 0 |  | 369.7426 | 0
| 371.9413 | 0 |  | 369.9553 | 0 |  | 369.9553 | 0.00011837 |  | 371.3329 | 0 |  | 369.9553 | 0.014349 |  | 369.9553 | 0 |  | 369.9553 | 0 |  | 369.9553 | 0
| 372.157 | 0 |  | 370.168 | 0 |  | 370.168 | 7.6153e-05 |  | 371.5484 | 0 |  | 370.168 | 0.019518 |  | 370.168 | 0 |  | 370.168 | 0 |  | 370.168 | 0
| 372.3728 | 0 |  | 370.3807 | 0 |  | 370.3807 | 0.00015313 |  | 371.764 | 0 |  | 370.3807 | 0.014114 |  | 370.3807 | 0 |  | 370.3807 | 0 |  | 370.3807 | 0
| 372.5885 | 0 |  | 370.5934 | 0 |  | 370.5934 | -2.9799e-05 |  | 371.9795 | 0 |  | 370.5934 | 0.019883 |  | 370.5934 | 0 |  | 370.5934 | 0 |  | 370.5934 | 0
| 372.8043 | 0 |  | 370.8061 | 0 |  | 370.8061 | 5.2148e-05 |  | 372.1951 | 0 |  | 370.8061 | 0.014383 |  | 370.8061 | 0 |  | 370.8061 | 0 |  | 370.8061 | 0
| 373.0201 | 0 |  | 371.0189 | 0 |  | 371.0189 | 1.49e-05 |  | 372.4107 | 0 |  | 371.0189 | 0.019237 |  | 371.0189 | 0 |  | 371.0189 | 0 |  | 371.0189 | 0
| 373.2359 | 0 |  | 371.2316 | 0 |  | 371.2316 | 2.8971e-05 |  | 372.6264 | 0 |  | 371.2316 | 0.013916 |  | 371.2316 | 0 |  | 371.2316 | 0 |  | 371.2316 | 0
| 373.4517 | 0 |  | 371.4444 | 0 |  | 371.4444 | 4.1388e-05 |  | 372.842 | 0 |  | 371.4444 | 0.018901 |  | 371.4444 | 0 |  | 371.4444 | 0 |  | 371.4444 | 0
| 373.6675 | 0 |  | 371.6571 | 0 |  | 371.6571 | 9.1881e-05 |  | 373.0577 | 0 |  | 371.6571 | 0.014012 |  | 371.6571 | 0 |  | 371.6571 | 0 |  | 371.6571 | 0
| 373.8833 | 0 |  | 371.8699 | 0 |  | 371.8699 | 7.9464e-05 |  | 373.2733 | 0 |  | 371.8699 | 0.018286 |  | 371.8699 | 0 |  | 371.8699 | 0 |  | 371.8699 | 0
| 374.0992 | 0 |  | 372.0827 | 0 |  | 372.0827 | 1.9866e-05 |  | 373.489 | 0 |  | 372.0827 | 0.013218 |  | 372.0827 | 0 |  | 372.0827 | 0 |  | 372.0827 | 0
| 374.315 | 0 |  | 372.2956 | 0 |  | 372.2956 | 6.7876e-05 |  | 373.7047 | 0 |  | 372.2956 | 0.018146 |  | 372.2956 | 0 |  | 372.2956 | 0 |  | 372.2956 | 0
| 374.5309 | 0 |  | 372.5084 | 0 |  | 372.5084 | 0.00012416 |  | 373.9204 | 0 |  | 372.5084 | 0.013225 |  | 372.5084 | 0 |  | 372.5084 | 0 |  | 372.5084 | 0
| 374.7468 | 0 |  | 372.7212 | 0 |  | 372.7212 | 6.5392e-05 |  | 374.1362 | 0 |  | 372.7212 | 0.016983 |  | 372.7212 | 0 |  | 372.7212 | 0 |  | 372.7212 | 0
| 374.9627 | 0 |  | 372.9341 | 0 |  | 372.9341 | 8.6086e-05 |  | 374.3519 | 0 |  | 372.9341 | 0.013372 |  | 372.9341 | 0 |  | 372.9341 | 0 |  | 372.9341 | 0
| 375.1786 | 0 |  | 373.1469 | 0 |  | 373.1469 | 8.3603e-05 |  | 374.5677 | 0 |  | 373.1469 | 0.016455 |  | 373.1469 | 0 |  | 373.1469 | 0 |  | 373.1469 | 0
| 375.3946 | 0 |  | 373.3598 | 0 |  | 373.3598 | 8.857e-05 |  | 374.7835 | 0 |  | 373.3598 | 0.013351 |  | 373.3598 | 0 |  | 373.3598 | 0 |  | 373.3598 | 0
| 375.6105 | 0 |  | 373.5727 | 0 |  | 373.5727 | 4.3043e-05 |  | 374.9993 | 0 |  | 373.5727 | 0.016188 |  | 373.5727 | 0 |  | 373.5727 | 0 |  | 373.5727 | 0
| 375.8265 | 0 |  | 373.7856 | 0 |  | 373.7856 | 8.2775e-05 |  | 375.2151 | 0 |  | 373.7856 | 0.011136 |  | 373.7856 | 0 |  | 373.7856 | 0 |  | 373.7856 | 0
| 376.0425 | 0 |  | 373.9985 | 0 |  | 373.9985 | 9.933e-06 |  | 375.4309 | 0 |  | 373.9985 | 0.016745 |  | 373.9985 | 0 |  | 373.9985 | 0 |  | 373.9985 | 0
| 376.2585 | 0 |  | 374.2114 | 0 |  | 374.2114 | 0.00013078 |  | 375.6467 | 0 |  | 374.2114 | 0.011791 |  | 374.2114 | 0 |  | 374.2114 | 0 |  | 374.2114 | 0
| 376.4745 | 0 |  | 374.4243 | 0 |  | 374.4244 | 5.4632e-05 |  | 375.8626 | 0 |  | 374.4243 | 0.015654 |  | 374.4243 | 0 |  | 374.4244 | 0 |  | 374.4243 | 0
| 376.6905 | 0 |  | 374.6373 | 0 |  | 374.6373 | 0.00010595 |  | 376.0785 | 0 |  | 374.6373 | 0.011537 |  | 374.6373 | 0 |  | 374.6373 | 0 |  | 374.6373 | 0
| 376.9065 | 0 |  | 374.8503 | 0 |  | 374.8503 | 2.7316e-05 |  | 376.2944 | 0 |  | 374.8503 | 0.014696 |  | 374.8503 | 0 |  | 374.8503 | 0 |  | 374.8503 | 0
| 377.1226 | 0 |  | 375.0632 | 0 |  | 375.0632 | 9.3536e-05 |  | 376.5103 | 0 |  | 375.0632 | 0.011395 |  | 375.0632 | 0 |  | 375.0632 | 0 |  | 375.0632 | 0
| 377.3387 | 0 |  | 375.2762 | 0 |  | 375.2763 | 5.877e-05 |  | 376.7262 | 0 |  | 375.2762 | 0.014387 |  | 375.2762 | 0 |  | 375.2763 | 0 |  | 375.2762 | 0
| 377.5548 | 0 |  | 375.4892 | 0 |  | 375.4892 | 6.7876e-05 |  | 376.9421 | 0 |  | 375.4892 | 0.010509 |  | 375.4892 | 0 |  | 375.4892 | 0 |  | 375.4892 | 0
| 377.7709 | 0 |  | 375.7022 | 0 |  | 375.7022 | 1.0761e-05 |  | 377.1581 | 0 |  | 375.7022 | 0.013935 |  | 375.7022 | 0 |  | 375.7022 | 0 |  | 375.7022 | 0
| 377.987 | 0 |  | 375.9153 | 0 |  | 375.9153 | 7.5325e-05 |  | 377.374 | 0 |  | 375.9153 | 0.010127 |  | 375.9153 | 0 |  | 375.9153 | 0 |  | 375.9153 | 0
| 378.2031 | 0 |  | 376.1283 | 0 |  | 376.1283 | 2.4833e-05 |  | 377.59 | 0 |  | 376.1283 | 0.013565 |  | 376.1283 | 0 |  | 376.1283 | 0 |  | 376.1283 | 0
| 378.4192 | -0.00733 |  | 376.3413 | 0 |  | 376.3413 | 5.877e-05 |  | 377.806 | 0 |  | 376.3413 | 0.01071 |  | 376.3413 | 0 |  | 376.3413 | 0 |  | 376.3413 | 0
| 378.6354 | -0.00646 |  | 376.5544 | 0 |  | 376.5544 | -1.49e-05 |  | 378.022 | 0 |  | 376.5544 | 0.014357 |  | 376.5544 | 0 |  | 376.5544 | 0 |  | 376.5544 | 0
| 378.8516 | -0.00531 |  | 376.7675 | 0 |  | 376.7675 | 0.00011837 |  | 378.2381 | 0 |  | 376.7675 | 0.010251 |  | 376.7675 | 0 |  | 376.7675 | 0 |  | 376.7675 | 0
| 379.0677 | 0.00618 |  | 376.9806 | 0 |  | 376.9806 | 7.6153e-05 |  | 378.4541 | 0 |  | 376.9806 | 0.013566 |  | 376.9806 | 0 |  | 376.9806 | 0 |  | 376.9806 | 0
| 379.284 | -0.00924 |  | 377.1937 | 0 |  | 377.1937 | 0.00015313 |  | 378.6702 | 0 |  | 377.1937 | 0.0097164 |  | 377.1937 | 0 |  | 377.1937 | 0 |  | 377.1937 | 0
| 379.5002 | 0.00605 |  | 377.4068 | 0 |  | 377.4068 | -2.9799e-05 |  | 378.8862 | 0 |  | 377.4068 | 0.012959 |  | 377.4068 | 0 |  | 377.4068 | 0 |  | 377.4068 | 0
| 379.7164 | 0.00361 |  | 377.6199 | 0 |  | 377.6199 | 5.2148e-05 |  | 379.1023 | 0 |  | 377.6199 | 0.011001 |  | 377.6199 | 0 |  | 377.6199 | 0 |  | 377.6199 | 0
| 379.9326 | 0.00831 |  | 377.833 | 0 |  | 377.833 | 1.49e-05 |  | 379.3184 | 0 |  | 377.833 | 0.013591 |  | 377.833 | 0 |  | 377.833 | 0 |  | 377.833 | 0
| 380.1489 | 0.00764 |  | 378.0462 | 0 |  | 378.0462 | 2.8971e-05 |  | 379.5345 | 0 |  | 378.0462 | 0.0099811 |  | 378.0462 | 0 |  | 378.0462 | 0 |  | 378.0462 | 0
| 380.3652 | 0.00043758 |  | 378.2593 | 0 |  | 378.2593 | 4.1388e-05 |  | 379.7507 | 0 |  | 378.2593 | 0.01318 |  | 378.2593 | 0 |  | 378.2593 | 0 |  | 378.2593 | 0
| 380.5814 | -0.00035717 |  | 378.4725 | 0 |  | 378.4725 | 9.1881e-05 |  | 379.9668 | 0 |  | 378.4725 | 0.010367 |  | 378.4725 | 0 |  | 378.4725 | 0 |  | 378.4725 | 0
| 380.7977 | 0.00775 |  | 378.6857 | 0 |  | 378.6857 | 7.9464e-05 |  | 380.183 | 0 |  | 378.6857 | 0.013333 |  | 378.6857 | 0 |  | 378.6857 | 0 |  | 378.6857 | 0
| 381.0141 | 0.00089563 |  | 378.8989 | 0 |  | 378.8989 | 0.00354 |  | 380.3992 | 0 |  | 378.8989 | 0.01013 |  | 378.8989 | 0 |  | 378.8989 | 0 |  | 378.8989 | 0
| 381.2304 | -0.00176 |  | 379.1121 | 0 |  | 379.1121 | 0.00492 |  | 380.6154 | 0 |  | 379.1121 | 0.013006 |  | 379.1121 | 0 |  | 379.1121 | 0 |  | 379.1121 | 0
| 381.4467 | -0.00579 |  | 379.3253 | 0 |  | 379.3253 | 0.01265 |  | 380.8316 | 0 |  | 379.3253 | 0.0093996 |  | 379.3253 | 0 |  | 379.3253 | 0 |  | 379.3253 | 0
| 381.6631 | 0.00581 |  | 379.5385 | 0 |  | 379.5385 | 0.01341 |  | 381.0478 | 0 |  | 379.5385 | 0.013587 |  | 379.5385 | 0 |  | 379.5385 | 0 |  | 379.5385 | 0
| 381.8795 | -0.00285 |  | 379.7518 | 0 |  | 379.7518 | 0.01022 |  | 381.264 | 0 |  | 379.7518 | 0.0098243 |  | 379.7518 | 0 |  | 379.7518 | 0 |  | 379.7518 | 0
| 382.0958 | 0.00578 |  | 379.9651 | 0 |  | 379.9651 | 0.01414 |  | 381.4803 | 0 |  | 379.9651 | 0.012828 |  | 379.9651 | 0 |  | 379.9651 | 0 |  | 379.9651 | 0
| 382.3123 | -0.00212 |  | 380.1783 | 0 |  | 380.1783 | 0.01255 |  | 381.6966 | 0 |  | 380.1783 | 0.0096489 |  | 380.1783 | 0 |  | 380.1783 | 0 |  | 380.1783 | 0
| 382.5287 | 0.00545 |  | 380.3916 | 0 |  | 380.3916 | 0.01638 |  | 381.9129 | 0 |  | 380.3916 | 0.012977 |  | 380.3916 | 0 |  | 380.3916 | 0 |  | 380.3916 | 0
| 382.7451 | -0.00391 |  | 380.6049 | 0 |  | 380.6049 | 0.0141 |  | 382.1292 | 0 |  | 380.6049 | 0.0099122 |  | 380.6049 | 0 |  | 380.6049 | 0 |  | 380.6049 | 0
| 382.9615 | 0.00797 |  | 380.8182 | 0 |  | 380.8182 | 0.01453 |  | 382.3455 | 0 |  | 380.8182 | 0.012313 |  | 380.8182 | 0 |  | 380.8182 | 0 |  | 380.8182 | 0
| 383.178 | -0.00143 |  | 381.0315 | 0 |  | 381.0315 | 0.01278 |  | 382.5618 | 0 |  | 381.0315 | 0.0092859 |  | 381.0315 | 0 |  | 381.0315 | 0 |  | 381.0315 | 0
| 383.3945 | 0.00277 |  | 381.2449 | 0 |  | 381.2449 | 0.01571 |  | 382.7782 | 0 |  | 381.2449 | 0.012923 |  | 381.2449 | 0 |  | 381.2449 | 0 |  | 381.2449 | 0
| 383.611 | 0.0005896 |  | 381.4582 | 0 |  | 381.4582 | 0.01177 |  | 382.9946 | 0 |  | 381.4582 | 0.0096108 |  | 381.4582 | 0 |  | 381.4582 | 0 |  | 381.4582 | 0
| 383.8275 | 0.00089507 |  | 381.6716 | 0 |  | 381.6716 | 0.01388 |  | 383.2109 | 0 |  | 381.6716 | 0.012199 |  | 381.6716 | 0 |  | 381.6716 | 0 |  | 381.6716 | 0
| 384.044 | 0.00074392 |  | 381.8849 | 0 |  | 381.885 | 0.01232 |  | 383.4273 | 0 |  | 381.8849 | 0.0087825 |  | 381.8849 | 0 |  | 381.885 | 0 |  | 381.8849 | 0
| 384.2605 | 0.00133 |  | 382.0983 | 0 |  | 382.0983 | 0.01792 |  | 383.6437 | 0 |  | 382.0983 | 0.012054 |  | 382.0983 | 0 |  | 382.0983 | 0 |  | 382.0983 | 0
| 384.4771 | -0.00383 |  | 382.3117 | 0 |  | 382.3117 | 0.01398 |  | 383.8602 | 0 |  | 382.3117 | 0.008761 |  | 382.3117 | 0 |  | 382.3117 | 0 |  | 382.3117 | 0
| 384.6936 | 0.00314 |  | 382.5251 | 0 |  | 382.5251 | 0.01881 |  | 384.0766 | 0.0024 |  | 382.5251 | 0.011771 |  | 382.5251 | 0 |  | 382.5251 | 0 |  | 382.5251 | 0
| 384.9102 | -0.00114 |  | 382.7385 | 0 |  | 382.7385 | 0.01454 |  | 384.2931 | 0.01582 |  | 382.7385 | 0.0089208 |  | 382.7385 | 0 |  | 382.7385 | 0 |  | 382.7385 | 0
| 385.1268 | 0.00082421 |  | 382.952 | 0 |  | 382.952 | 0.01403 |  | 384.5095 | 0.01842 |  | 382.952 | 0.011404 |  | 382.952 | 0 |  | 382.952 | 0 |  | 382.952 | 0
| 385.3434 | 0.00419 |  | 383.1654 | 0 |  | 383.1654 | 0.01358 |  | 384.726 | 0.01702 |  | 383.1654 | 0.0088316 |  | 383.1654 | 0 |  | 383.1654 | 0 |  | 383.1654 | 0
| 385.56 | 0.00803 |  | 383.3789 | 0 |  | 383.3789 | 0.01654 |  | 384.9425 | 0.02203 |  | 383.3789 | 0.011059 |  | 383.3789 | 0 |  | 383.3789 | 0 |  | 383.3789 | 0
| 385.7766 | -0.00632 |  | 383.5923 | 0 |  | 383.5923 | 0.01745 |  | 385.159 | 0.01902 |  | 383.5923 | 0.0083557 |  | 383.5923 | 0 |  | 383.5923 | 0 |  | 383.5923 | 0
| 385.9933 | 0.00364 |  | 383.8058 | 0 |  | 383.8058 | 0.02019 |  | 385.3756 | 0.01862 |  | 383.8058 | 0.010747 |  | 383.8058 | 0 |  | 383.8058 | 0 |  | 383.8058 | 0
| 386.2099 | -0.00213 |  | 384.0193 | 0 |  | 384.0193 | 0.0146 |  | 385.5921 | 0.01562 |  | 384.0193 | 0.0081258 |  | 384.0193 | 0 |  | 384.0193 | 0 |  | 384.0193 | 0
| 386.4266 | 0.00126 |  | 384.2328 | 0 |  | 384.2328 | 0.02098 |  | 385.8087 | 0.02183 |  | 384.2328 | 0.010711 |  | 384.2328 | 0 |  | 384.2328 | 0 |  | 384.2328 | 0
| 386.6433 | -0.0018 |  | 384.4463 | 0 |  | 384.4463 | 0.01572 |  | 386.0253 | 0.01782 |  | 384.4463 | 0.0081425 |  | 384.4463 | 0 |  | 384.4463 | 0 |  | 384.4463 | 0
| 386.86 | 0.00367 |  | 384.6599 | 0 |  | 384.6599 | 0.01952 |  | 386.2419 | 0.01702 |  | 384.6599 | 0.010384 |  | 384.6599 | 0 |  | 384.6599 | 0 |  | 384.6599 | 0
| 387.0767 | -0.00353 |  | 384.8734 | 0 |  | 384.8734 | 0.02004 |  | 386.4585 | 0.01502 |  | 384.8734 | 0.007857 |  | 384.8734 | 0 |  | 384.8734 | 0 |  | 384.8734 | 0
| 387.2935 | 0.00015976 |  | 385.0869 | 0 |  | 385.0869 | 0.02215 |  | 386.6751 | 0.02062 |  | 385.0869 | 0.009765 |  | 385.0869 | 0 |  | 385.0869 | 0 |  | 385.0869 | 0
| 387.5102 | -0.00050524 |  | 385.3005 | 0 |  | 385.3005 | 0.01985 |  | 386.8917 | 0.01242 |  | 385.3005 | 0.0070679 |  | 385.3005 | 0 |  | 385.3005 | 0 |  | 385.3005 | 0
| 387.727 | 0.00283 |  | 385.5141 | 0 |  | 385.5141 | 0.02245 |  | 387.1084 | 0.01522 |  | 385.5141 | 0.01017 |  | 385.5141 | 0 |  | 385.5141 | 0 |  | 385.5141 | 0
| 387.9437 | 1.4839e-05 |  | 385.7277 | 0 |  | 385.7277 | 0.02376 |  | 387.3251 | 0.01302 |  | 385.7277 | 0.007757 |  | 385.7277 | 0 |  | 385.7277 | 0 |  | 385.7277 | 0
| 388.1605 | 0.00617 |  | 385.9413 | 0 |  | 385.9413 | 0.0254 |  | 387.5417 | 0.01482 |  | 385.9413 | 0.0095279 |  | 385.9413 | 0 |  | 385.9413 | 0 |  | 385.9413 | 0
| 388.3773 | 0.00476 |  | 386.1549 | 0 |  | 386.1549 | 0.02708 |  | 387.7584 | 0.01141 |  | 386.1549 | 0.007238 |  | 386.1549 | 0 |  | 386.1549 | 0 |  | 386.1549 | 0
| 388.5941 | 0.00489 |  | 386.3685 | 0 |  | 386.3685 | 0.02764 |  | 387.9752 | 0.01462 |  | 386.3685 | 0.009549 |  | 386.3685 | 0 |  | 386.3685 | 0 |  | 386.3685 | 0
| 388.811 | -0.00021176 |  | 386.5822 | 0 |  | 386.5822 | 0.02764 |  | 388.1919 | 0.01402 |  | 386.5822 | 0.0075934 |  | 386.5822 | 0 |  | 386.5822 | 0 |  | 386.5822 | 0
| 389.0278 | 0.00313 |  | 386.7958 | 0 |  | 386.7958 | 0.03006 |  | 388.4086 | 0.01322 |  | 386.7958 | 0.0091313 |  | 386.7958 | 0 |  | 386.7958 | 0 |  | 386.7958 | 0
| 389.2447 | -0.0032 |  | 387.0095 | 0 |  | 387.0095 | 0.029 |  | 388.6254 | 0.01422 |  | 387.0095 | 0.0072509 |  | 387.0095 | 0 |  | 387.0095 | 0 |  | 387.0095 | 0
| 389.4616 | -0.00085253 |  | 387.2231 | 0 |  | 387.2231 | 0.03243 |  | 388.8422 | 0.01041 |  | 387.2231 | 0.0093371 |  | 387.2231 | 0 |  | 387.2231 | 0 |  | 387.2231 | 0
| 389.6784 | -0.00442 |  | 387.4368 | 0 |  | 387.4368 | 0.03515 |  | 389.059 | 0.01221 |  | 387.4368 | 0.0071215 |  | 387.4368 | 0 |  | 387.4368 | 0 |  | 387.4368 | 0
| 389.8954 | 0.00861 |  | 387.6505 | 0 |  | 387.6505 | 0.03751 |  | 389.2758 | 0.01742 |  | 387.6505 | 0.0095439 |  | 387.6505 | 0 |  | 387.6505 | 0 |  | 387.6505 | 0
| 390.1123 | -0.0044 |  | 387.8642 | 0 |  | 387.8642 | 0.03589 |  | 389.4926 | 0.01181 |  | 387.8642 | 0.0067648 |  | 387.8642 | 0 |  | 387.8642 | 0 |  | 387.8642 | 0
| 390.3292 | 0.00526 |  | 388.078 | 0 |  | 388.078 | 0.03846 |  | 389.7094 | 0.01482 |  | 388.078 | 0.0093328 |  | 388.078 | 0 |  | 388.078 | 0 |  | 388.078 | 0
| 390.5462 | -0.00144 |  | 388.2917 | 0 |  | 388.2917 | 0.03886 |  | 389.9263 | 0.01141 |  | 388.2917 | 0.0071194 |  | 388.2917 | 0 |  | 388.2917 | 0 |  | 388.2917 | 0
| 390.7631 | 0.00122 |  | 388.5055 | 0 |  | 388.5055 | 0.04114 |  | 390.1432 | 0.01702 |  | 388.5055 | 0.0090964 |  | 388.5055 | 0 |  | 388.5055 | 0 |  | 388.5055 | 0
| 390.9801 | -0.00162 |  | 388.7192 | 0 |  | 388.7192 | 0.04419 |  | 390.36 | 0.01282 |  | 388.7192 | 0.0071412 |  | 388.7192 | 0 |  | 388.7192 | 0 |  | 388.7192 | 0
| 391.1971 | 0.00099815 |  | 388.933 | 0 |  | 388.933 | 0.04702 |  | 390.5769 | 0.01422 |  | 388.933 | 0.0099335 |  | 388.933 | 0 |  | 388.933 | 0 |  | 388.933 | 0
| 391.4141 | -0.00293 |  | 389.1468 | 0 |  | 389.1468 | 0.0462 |  | 390.7939 | 0.00821 |  | 389.1468 | 0.0069656 |  | 389.1468 | 0 |  | 389.1468 | 0 |  | 389.1468 | 0
| 391.6311 | 0.00214 |  | 389.3606 | 0 |  | 389.3606 | 0.0519 |  | 391.0108 | 0.01221 |  | 389.3606 | 0.0092042 |  | 389.3606 | 0 |  | 389.3606 | 0 |  | 389.3606 | 0
| 391.8481 | -0.00147 |  | 389.5744 | 0 |  | 389.5744 | 0.05099 |  | 391.2277 | 0.01322 |  | 389.5744 | 0.0072226 |  | 389.5744 | 0 |  | 389.5744 | 0 |  | 389.5744 | 0
| 392.0652 | 0.00449 |  | 389.7882 | 0 |  | 389.7882 | 0.05841 |  | 391.4447 | 0.01382 |  | 389.7882 | 0.0088646 |  | 389.7882 | 0 |  | 389.7882 | 0 |  | 389.7882 | 0
| 392.2822 | -0.00141 |  | 390.002 | 0 |  | 390.002 | 0.05852 |  | 391.6617 | 0.00761 |  | 390.002 | 0.0069546 |  | 390.002 | 0 |  | 390.002 | 0 |  | 390.002 | 0
| 392.4993 | 0.00066197 |  | 390.2159 | 0 |  | 390.2159 | 0.06218 |  | 391.8786 | 0.01402 |  | 390.2159 | 0.0089879 |  | 390.2159 | 0 |  | 390.2159 | 0 |  | 390.2159 | 0
| 392.7164 | -0.00144 |  | 390.4297 | 0 |  | 390.4297 | 0.06276 |  | 392.0957 | 0.01041 |  | 390.4297 | 0.007127 |  | 390.4297 | 0 |  | 390.4297 | 0 |  | 390.4297 | 0
| 392.9335 | 0.00231 |  | 390.6436 | 0 |  | 390.6436 | 0.07057 |  | 392.3127 | 0.01262 |  | 390.6436 | 0.0092621 |  | 390.6436 | 0 |  | 390.6436 | 0 |  | 390.6436 | 0
| 393.1506 | -0.00099984 |  | 390.8575 | 0 |  | 390.8575 | 0.07221 |  | 392.5297 | 0.01201 |  | 390.8575 | 0.0069339 |  | 390.8575 | 0 |  | 390.8575 | 0 |  | 390.8575 | 0
| 393.3678 | 0.00057595 |  | 391.0714 | 0 |  | 391.0714 | 0.07518 |  | 392.7468 | 0.01262 |  | 391.0714 | 0.0091895 |  | 391.0714 | 0 |  | 391.0714 | 0 |  | 391.0714 | 0
| 393.5849 | -0.00308 |  | 391.2853 | 0 |  | 391.2853 | 0.07855 |  | 392.9638 | 0.01061 |  | 391.2853 | 0.0075461 |  | 391.2853 | 0 |  | 391.2853 | 0 |  | 391.2853 | 0
| 393.8021 | 0.00382 |  | 391.4992 | 0 |  | 391.4992 | 0.08384 |  | 393.1809 | 0.01161 |  | 391.4992 | 0.0087607 |  | 391.4992 | 0 |  | 391.4992 | 0 |  | 391.4992 | 0
| 394.0192 | -0.00042402 |  | 391.7131 | 0 |  | 391.7131 | 0.08667 |  | 393.398 | 0.01101 |  | 391.7131 | 0.007247 |  | 391.7131 | 0 |  | 391.7131 | 0 |  | 391.7131 | 0
| 394.2364 | 0.00564 |  | 391.9271 | 0 |  | 391.9271 | 0.09274 |  | 393.6151 | 0.01021 |  | 391.9271 | 0.0091294 |  | 391.9271 | 0 |  | 391.9271 | 0 |  | 391.9271 | 0
| 394.4536 | -0.00068518 |  | 392.141 | 0 |  | 392.141 | 0.09519 |  | 393.8322 | 0.00981 |  | 392.141 | 0.0071357 |  | 392.141 | 0 |  | 392.141 | 0 |  | 392.141 | 0
| 394.6708 | 0.00277 |  | 392.355 | 0 |  | 392.355 | 0.10202 |  | 394.0494 | 0.01141 |  | 392.355 | 0.0085792 |  | 392.355 | 0 |  | 392.355 | 0 |  | 392.355 | 0
| 394.8881 | -0.00114 |  | 392.569 | 0 |  | 392.569 | 0.10633 |  | 394.2665 | 0.01061 |  | 392.569 | 0.007573 |  | 392.569 | 0 |  | 392.569 | 0 |  | 392.569 | 0
| 395.1053 | 0.00182 |  | 392.783 | 0 |  | 392.783 | 0.11197 |  | 394.4837 | 0.01101 |  | 392.783 | 0.0091307 |  | 392.783 | 0 |  | 392.783 | 0 |  | 392.783 | 0
| 395.3226 | 0.00276 |  | 392.997 | 0 |  | 392.997 | 0.11627 |  | 394.7009 | 0.00821 |  | 392.997 | 0.0068767 |  | 392.997 | 0 |  | 392.997 | 0 |  | 392.997 | 0
| 395.5399 | 0.00254 |  | 393.211 | 0 |  | 393.211 | 0.12633 |  | 394.9181 | 0.01242 |  | 393.211 | 0.0090075 |  | 393.211 | 0 |  | 393.211 | 0 |  | 393.211 | 0
| 395.7572 | -0.00127 |  | 393.425 | 0 |  | 393.425 | 0.13046 |  | 395.1353 | 0.00901 |  | 393.425 | 0.0070949 |  | 393.425 | 0 |  | 393.425 | 0 |  | 393.425 | 0
| 395.9745 | 0.00188 |  | 393.6391 | 0 |  | 393.6391 | 0.1374 |  | 395.3525 | 0.01021 |  | 393.6391 | 0.0091128 |  | 393.6391 | 0 |  | 393.6391 | 0 |  | 393.6391 | 0
| 396.1918 | -0.00078677 |  | 393.8531 | 0 |  | 393.8531 | 0.14486 |  | 395.5698 | 0.01081 |  | 393.8531 | 0.0067441 |  | 393.8531 | 0 |  | 393.8531 | 0 |  | 393.8531 | 0
| 396.4091 | 0.0039 |  | 394.0672 | 0 |  | 394.0672 | 0.15222 |  | 395.7871 | 0.01362 |  | 394.0672 | 0.0090833 |  | 394.0672 | 0 |  | 394.0672 | 0 |  | 394.0672 | 0
| 396.6264 | -0.00306 |  | 394.2812 | 0 |  | 394.2812 | 0.15827 |  | 396.0043 | 0.00981 |  | 394.2812 | 0.007504 |  | 394.2812 | 0 |  | 394.2812 | 0 |  | 394.2812 | 0
| 396.8438 | 0.00203 |  | 394.4954 | 0 |  | 394.4954 | 0.16877 |  | 396.2216 | 0.01021 |  | 394.4954 | 0.0089917 |  | 394.4954 | 0 |  | 394.4954 | 0 |  | 394.4954 | 0
| 397.0612 | -0.00234 |  | 394.7094 | 0 |  | 394.7094 | 0.17769 |  | 396.4389 | 0.00841 |  | 394.7094 | 0.0073326 |  | 394.7094 | 0 |  | 394.7094 | 0 |  | 394.7094 | 0
| 397.2786 | 0.00273 |  | 394.9236 | 0 |  | 394.9235 | 0.1886 |  | 396.6562 | 0.01021 |  | 394.9236 | 0.0093051 |  | 394.9236 | 0 |  | 394.9235 | 0 |  | 394.9236 | 0
| 397.496 | -6.9018e-05 |  | 395.1377 | 0 |  | 395.1377 | 0.19456 |  | 396.8736 | 0.01242 |  | 395.1377 | 0.0075154 |  | 395.1377 | 0 |  | 395.1377 | 0 |  | 395.1377 | 0
| 397.7134 | 0.00060495 |  | 395.3518 | 0 |  | 395.3518 | 0.20359 |  | 397.0909 | 0.01021 |  | 395.3518 | 0.0093366 |  | 395.3518 | 0 |  | 395.3518 | 0 |  | 395.3518 | 0
| 397.9308 | -0.00369 |  | 395.566 | 0 |  | 395.566 | 0.21423 |  | 397.3083 | 0.01081 |  | 395.566 | 0.0074852 |  | 395.566 | 0 |  | 395.566 | 0 |  | 395.566 | 0
| 398.1483 | 0.00462 |  | 395.7802 | 0 |  | 395.7801 | 0.22513 |  | 397.5257 | 0.01141 |  | 395.7802 | 0.0094048 |  | 395.7802 | 0 |  | 395.7801 | 0 |  | 395.7802 | 0
| 398.3657 | 0.00071919 |  | 395.9943 | 0 |  | 395.9943 | 0.23405 |  | 397.7431 | 0.01201 |  | 395.9943 | 0.0070607 |  | 395.9943 | 0 |  | 395.9943 | 0 |  | 395.9943 | 0
| 398.5832 | 0.00448 |  | 396.2085 | 0 |  | 396.2085 | 0.24827 |  | 397.9605 | 0.01221 |  | 396.2085 | 0.0091956 |  | 396.2085 | 0 |  | 396.2085 | 0 |  | 396.2085 | 0
| 398.8007 | -0.00054153 |  | 396.4227 | 0 |  | 396.4227 | 0.25427 |  | 398.1779 | 0.01041 |  | 396.4227 | 0.0075532 |  | 396.4227 | 0 |  | 396.4227 | 0 |  | 396.4227 | 0
| 399.0182 | 0.00447 |  | 396.6369 | 0 |  | 396.6369 | 0.26876 |  | 398.3954 | 0.01201 |  | 396.6369 | 0.0095301 |  | 396.6369 | 0 |  | 396.6369 | 0 |  | 396.6369 | 0
| 399.2357 | -0.00401 |  | 396.8511 | 0 |  | 396.8511 | 0.28018 |  | 398.6128 | 0.01061 |  | 396.8511 | 0.007552 |  | 396.8511 | 0 |  | 396.8511 | 0 |  | 396.8511 | 0
| 399.4532 | 0.00378 |  | 397.0654 | 0 |  | 397.0654 | 0.29103 |  | 398.8303 | 0.01161 |  | 397.0654 | 0.0096693 |  | 397.0654 | 0 |  | 397.0654 | 0 |  | 397.0654 | 0
| 399.6708 | -0.00057888 |  | 397.2796 | 0 |  | 397.2796 | 0.30508 |  | 399.0478 | 0.01201 |  | 397.2796 | 0.0077959 |  | 397.2796 | 0 |  | 397.2796 | 0 |  | 397.2796 | 0
| 399.8884 | 0.00186 |  | 397.4939 | 0 |  | 397.4939 | 0.31802 |  | 399.2653 | 0.01262 |  | 397.4939 | 0.0096638 |  | 397.4939 | 0 |  | 397.4939 | 0 |  | 397.4939 | 0
| 400.1059 | -0.00279 |  | 397.7081 | 0 |  | 397.7081 | 0.33265 |  | 399.4828 | 0.00901 |  | 397.7081 | 0.0080909 |  | 397.7081 | 0 |  | 397.7081 | 0 |  | 397.7081 | 0
| 400.3235 | 0.00087374 |  | 397.9224 | 0 |  | 397.9224 | 0.35026 |  | 399.7003 | 0.01282 |  | 397.9224 | 0.010153 |  | 397.9224 | 0 |  | 397.9224 | 0 |  | 397.9224 | 0
| 400.5411 | -0.00014881 |  | 398.1367 | 0 |  | 398.1367 | 0.35902 |  | 399.9179 | 0.01121 |  | 398.1367 | 0.0077822 |  | 398.1367 | 0 |  | 398.1367 | 0 |  | 398.1367 | 0
| 400.7587 | 0.00602 |  | 398.351 | 0 |  | 398.351 | 0.37921 |  | 400.1354 | 0.01562 |  | 398.351 | 0.010012 |  | 398.351 | 0 |  | 398.351 | 0 |  | 398.351 | 0
| 400.9764 | 0.00378 |  | 398.5653 | 0 |  | 398.5653 | 0.39406 |  | 400.353 | 0.01302 |  | 398.5653 | 0.0085709 |  | 398.5653 | 0 |  | 398.5653 | 0 |  | 398.5653 | 0
| 401.194 | 0.00412 |  | 398.7797 | 0 |  | 398.7797 | 0.40859 |  | 400.5706 | 0.01282 |  | 398.7797 | 0.010242 |  | 398.7797 | 0 |  | 398.7797 | 0 |  | 398.7797 | 0
| 401.4117 | -0.00454 |  | 398.994 | 0 |  | 398.994 | 0.42787 |  | 400.7882 | 0.01221 |  | 398.994 | 0.0082509 |  | 398.994 | 0 |  | 398.994 | 0 |  | 398.994 | 0
| 401.6293 | 0.00308 |  | 399.2084 | 0 |  | 399.2084 | 0.44224 |  | 401.0058 | 0.01662 |  | 399.2084 | 0.010276 |  | 399.2084 | 0 |  | 399.2084 | 0 |  | 399.2084 | 0
| 401.847 | 0.00436 |  | 399.4227 | 0 |  | 399.4227 | 0.45852 |  | 401.2235 | 0.01001 |  | 399.4227 | 0.0086074 |  | 399.4227 | 0 |  | 399.4227 | 0 |  | 399.4227 | 0
| 402.0647 | 0.00318 |  | 399.6371 | 0 |  | 399.6371 | 0.48073 |  | 401.4411 | 0.01542 |  | 399.6371 | 0.010142 |  | 399.6371 | 0 |  | 399.6371 | 0 |  | 399.6371 | 0
| 402.2824 | 0.00034354 |  | 399.8515 | 0 |  | 399.8515 | 0.49485 |  | 401.6588 | 0.01262 |  | 399.8515 | 0.0082914 |  | 399.8515 | 0 |  | 399.8515 | 0 |  | 399.8515 | 0
| 402.5002 | 0.00050971 |  | 400.0659 | 0.011021 |  | 400.0659 | 0.51163 |  | 401.8765 | 0.01542 |  | 400.0659 | 0.010703 |  | 400.0659 | 0.0074333 |  | 400.0659 | 0.00714 |  | 400.0659 | 0.0083535
| 402.7179 | -0.00078578 |  | 400.2803 | 0.0076421 |  | 400.2803 | 0.53055 |  | 402.0942 | 0.01221 |  | 400.2803 | 0.0088864 |  | 400.2803 | 0.006943 |  | 400.2803 | 0.0055 |  | 400.2803 | 0.0080357
| 402.9357 | 0.00080899 |  | 400.4948 | 0.0093134 |  | 400.4948 | 0.55417 |  | 402.3119 | 0.01802 |  | 400.4948 | 0.01046 |  | 400.4948 | 0.0091547 |  | 400.4948 | 0.00967 |  | 400.4948 | 0.0079734
| 403.1534 | 0.00114 |  | 400.7092 | 0.0072446 |  | 400.7092 | 0.5708 |  | 402.5296 | 0.01322 |  | 400.7092 | 0.0091349 |  | 400.7092 | 0.0068495 |  | 400.7092 | 0.00516 |  | 400.7092 | 0.0062073
| 403.3712 | 0.00452 |  | 400.9236 | 0.0089386 |  | 400.9237 | 0.58923 |  | 402.7474 | 0.01742 |  | 400.9236 | 0.0112 |  | 400.9236 | 0.008598 |  | 400.9237 | 0.00937 |  | 400.9236 | 0.0082965
| 403.589 | 0.00522 |  | 401.1381 | 0.0029899 |  | 401.1381 | 0.60548 |  | 402.9651 | 0.01542 |  | 401.1381 | 0.0095991 |  | 401.1381 | 0.0074084 |  | 401.1381 | 0.00721 |  | 401.1381 | 0.0073681
| 403.8068 | 0.0057 |  | 401.3526 | 0.007156 |  | 401.3526 | 0.63401 |  | 403.1829 | 0.01782 |  | 401.3526 | 0.01162 |  | 401.3526 | 0.01014 |  | 401.3526 | 0.00935 |  | 401.3526 | 0.005571
| 404.0247 | -4.7309e-05 |  | 401.5671 | 0.0060229 |  | 401.5671 | 0.65272 |  | 403.4007 | 0.01362 |  | 401.5671 | 0.0095707 |  | 401.5671 | 0.0087506 |  | 401.5671 | 0.00603 |  | 401.5671 | 0.0074308
| 404.2425 | 0.0047 |  | 401.7816 | 0.0082586 |  | 401.7816 | 0.67208 |  | 403.6185 | 0.02083 |  | 401.7816 | 0.01138 |  | 401.7816 | 0.0095641 |  | 401.7816 | 0.00886 |  | 401.7816 | 0.0099557
| 404.4604 | 0.00532 |  | 401.9961 | 0.0086003 |  | 401.9961 | 0.69857 |  | 403.8363 | 0.01362 |  | 401.9961 | 0.010235 |  | 401.9961 | 0.0081041 |  | 401.9961 | 0.00771 |  | 401.9961 | 0.007507
| 404.6782 | 0.00521 |  | 402.2106 | 0.0072711 |  | 402.2106 | 0.72138 |  | 404.0541 | 0.01742 |  | 402.2106 | 0.012484 |  | 402.2106 | 0.0091538 |  | 402.2106 | 0.00869 |  | 402.2106 | 0.0077875
| 404.8961 | 0.00095962 |  | 402.4252 | 0.010613 |  | 402.4252 | 0.73517 |  | 404.272 | 0.01442 |  | 402.4252 | 0.010873 |  | 402.4252 | 0.0052369 |  | 402.4252 | 0.00594 |  | 402.4252 | 0.0076565
| 405.114 | 0.0038 |  | 402.6397 | 0.0090314 |  | 402.6397 | 0.75912 |  | 404.4898 | 0.01842 |  | 402.6397 | 0.012344 |  | 402.6397 | 0.0099498 |  | 402.6397 | 0.0094 |  | 402.6397 | 0.0098396
| 405.3319 | 0.00288 |  | 402.8543 | 0.0086064 |  | 402.8543 | 0.77886 |  | 404.7077 | 0.01662 |  | 402.8543 | 0.011183 |  | 402.8543 | 0.0069108 |  | 402.8543 | 0.0065 |  | 402.8543 | 0.007897
| 405.5498 | 0.00329 |  | 403.0688 | 0.011727 |  | 403.0688 | 0.80426 |  | 404.9256 | 0.01942 |  | 403.0688 | 0.013586 |  | 403.0688 | 0.010309 |  | 403.0688 | 0.01131 |  | 403.0688 | 0.011134
| 405.7678 | 0.00175 |  | 403.2834 | 0.0053814 |  | 403.2834 | 0.82007 |  | 405.1435 | 0.01662 |  | 403.2834 | 0.011775 |  | 403.2834 | 0.0067489 |  | 403.2834 | 0.00743 |  | 403.2834 | 0.010712
| 405.9857 | 0.00415 |  | 403.498 | 0.010066 |  | 403.498 | 0.84245 |  | 405.3614 | 0.01982 |  | 403.498 | 0.013814 |  | 403.498 | 0.0098489 |  | 403.498 | 0.01242 |  | 403.498 | 0.0094724
| 406.2037 | 0.0021 |  | 403.7126 | 0.01169 |  | 403.7126 | 0.85811 |  | 405.5794 | 0.01702 |  | 403.7126 | 0.012766 |  | 403.7126 | 0.0079927 |  | 403.7126 | 0.00729 |  | 403.7126 | 0.0085658
| 406.4217 | 0.00654 |  | 403.9272 | 0.011686 |  | 403.9273 | 0.87814 |  | 405.7973 | 0.01982 |  | 403.9272 | 0.014666 |  | 403.9272 | 0.009183 |  | 403.9273 | 0.00891 |  | 403.9272 | 0.0079007
| 406.6397 | 0.00056172 |  | 404.1419 | 0.010794 |  | 404.1419 | 0.8942 |  | 406.0153 | 0.01742 |  | 404.1419 | 0.013222 |  | 404.1419 | 0.00882 |  | 404.1419 | 0.00943 |  | 404.1419 | 0.0088728
| 406.8577 | 0.00471 |  | 404.3565 | 0.012733 |  | 404.3565 | 0.91098 |  | 406.2333 | 0.01942 |  | 404.3565 | 0.014879 |  | 404.3565 | 0.0084298 |  | 404.3565 | 0.01193 |  | 404.3565 | 0.010944
| 407.0757 | 0.00365 |  | 404.5712 | 0.0081044 |  | 404.5712 | 0.92973 |  | 406.4513 | 0.01822 |  | 404.5712 | 0.013752 |  | 404.5712 | 0.0080664 |  | 404.5712 | 0.00881 |  | 404.5712 | 0.010261
| 407.2937 | 0.00573 |  | 404.7859 | 0.012404 |  | 404.7859 | 0.94516 |  | 406.6693 | 0.02183 |  | 404.7859 | 0.016069 |  | 404.7859 | 0.0093679 |  | 404.7859 | 0.00941 |  | 404.7859 | 0.011024
| 407.5118 | 0.00428 |  | 405.0005 | 0.0069429 |  | 405.0005 | 0.95653 |  | 406.8873 | 0.02042 |  | 405.0005 | 0.014937 |  | 405.0005 | 0.0090628 |  | 405.0005 | 0.00939 |  | 405.0005 | 0.008723
| 407.7299 | 0.00331 |  | 405.2152 | 0.012091 |  | 405.2152 | 0.97308 |  | 407.1053 | 0.02283 |  | 405.2152 | 0.016984 |  | 405.2152 | 0.01153 |  | 405.2152 | 0.01008 |  | 405.2152 | 0.0097244
| 407.9479 | 0.00174 |  | 405.4299 | 0.0085777 |  | 405.4299 | 0.97291 |  | 407.3234 | 0.01922 |  | 405.4299 | 0.015704 |  | 405.4299 | 0.0089777 |  | 405.4299 | 0.01008 |  | 405.4299 | 0.011839
| 408.166 | 0.00488 |  | 405.6447 | 0.013143 |  | 405.6447 | 0.98941 |  | 407.5415 | 0.02062 |  | 405.6447 | 0.018113 |  | 405.6447 | 0.010606 |  | 405.6447 | 0.0105 |  | 405.6447 | 0.012513
| 408.3842 | 0.00312 |  | 405.8594 | 0.0065762 |  | 405.8594 | 0.98654 |  | 407.7595 | 0.02363 |  | 405.8594 | 0.016897 |  | 405.8594 | 0.0095046 |  | 405.8594 | 0.00915 |  | 405.8594 | 0.010015
| 408.6023 | 0.00185 |  | 406.0741 | 0.01154 |  | 406.0741 | 1 |  | 407.9776 | 0.02403 |  | 406.0741 | 0.018975 |  | 406.0741 | 0.012419 |  | 406.0741 | 0.01398 |  | 406.0741 | 0.011524
| 408.8204 | 0.00202 |  | 406.2889 | 0.010985 |  | 406.2889 | 0.98851 |  | 408.1958 | 0.02022 |  | 406.2889 | 0.018027 |  | 406.2889 | 0.011331 |  | 406.2889 | 0.01174 |  | 406.2889 | 0.010171
| 409.0386 | 0.0057 |  | 406.5036 | 0.012098 |  | 406.5036 | 0.99429 |  | 408.4139 | 0.02363 |  | 406.5036 | 0.01882 |  | 406.5036 | 0.010696 |  | 406.5036 | 0.01178 |  | 406.5036 | 0.01238
| 409.2567 | 0.00791 |  | 406.7184 | 0.013823 |  | 406.7184 | 0.99271 |  | 408.632 | 0.02683 |  | 406.7184 | 0.021155 |  | 406.7184 | 0.013635 |  | 406.7184 | 0.01397 |  | 406.7184 | 0.01307
| 409.4749 | 0.00395 |  | 406.9332 | 0.010289 |  | 406.9332 | 0.98676 |  | 408.8502 | 0.02623 |  | 406.9332 | 0.020531 |  | 406.9332 | 0.010463 |  | 406.9332 | 0.01238 |  | 406.9332 | 0.011121
| 409.6931 | 0.00801 |  | 407.148 | 0.011094 |  | 407.148 | 0.97671 |  | 409.0684 | 0.02683 |  | 407.148 | 0.022649 |  | 407.148 | 0.011131 |  | 407.148 | 0.01387 |  | 407.148 | 0.012216
| 409.9113 | 0.00507 |  | 407.3628 | 0.015831 |  | 407.3628 | 0.96568 |  | 409.2865 | 0.02563 |  | 407.3628 | 0.021394 |  | 407.3628 | 0.011952 |  | 407.3628 | 0.01471 |  | 407.3628 | 0.011394
| 410.1295 | 0.00859 |  | 407.5776 | 0.012168 |  | 407.5776 | 0.95448 |  | 409.5048 | 0.02964 |  | 407.5776 | 0.023668 |  | 407.5776 | 0.010792 |  | 407.5776 | 0.01553 |  | 407.5776 | 0.014088
| 410.3478 | 0.00605 |  | 407.7925 | 0.0096699 |  | 407.7925 | 0.94152 |  | 409.723 | 0.02483 |  | 407.7925 | 0.023022 |  | 407.7925 | 0.012991 |  | 407.7925 | 0.01374 |  | 407.7925 | 0.013439
| 410.566 | 0.00701 |  | 408.0073 | 0.012702 |  | 408.0073 | 0.92563 |  | 409.9412 | 0.02944 |  | 408.0073 | 0.025299 |  | 408.0073 | 0.012895 |  | 408.0073 | 0.01528 |  | 408.0073 | 0.016182
| 410.7843 | 0.00591 |  | 408.2222 | 0.010052 |  | 408.2222 | 0.90947 |  | 410.1595 | 0.02803 |  | 408.2222 | 0.024454 |  | 408.2222 | 0.0118 |  | 408.2222 | 0.01686 |  | 408.2222 | 0.013422
| 411.0026 | 0.0102 |  | 408.4371 | 0.011984 |  | 408.4371 | 0.89334 |  | 410.3777 | 0.03064 |  | 408.4371 | 0.027048 |  | 408.4371 | 0.012604 |  | 408.4371 | 0.01661 |  | 408.4371 | 0.014186
| 411.2208 | 0.00709 |  | 408.6519 | 0.0092716 |  | 408.6519 | 0.86937 |  | 410.596 | 0.03084 |  | 408.6519 | 0.026509 |  | 408.6519 | 0.012442 |  | 408.6519 | 0.01508 |  | 408.6519 | 0.013906
| 411.4391 | 0.00629 |  | 408.8669 | 0.014498 |  | 408.8668 | 0.85036 |  | 410.8143 | 0.03284 |  | 408.8669 | 0.02922 |  | 408.8669 | 0.012838 |  | 408.8668 | 0.01811 |  | 408.8669 | 0.017676
| 411.6575 | 0.00737 |  | 409.0818 | 0.011408 |  | 409.0818 | 0.83286 |  | 411.0326 | 0.03244 |  | 409.0818 | 0.028445 |  | 409.0818 | 0.014317 |  | 409.0818 | 0.01669 |  | 409.0818 | 0.017693
| 411.8758 | 0.01233 |  | 409.2967 | 0.013867 |  | 409.2967 | 0.81145 |  | 411.2509 | 0.03544 |  | 409.2967 | 0.030653 |  | 409.2967 | 0.0151 |  | 409.2967 | 0.01946 |  | 409.2967 | 0.018081
| 412.0942 | 0.00639 |  | 409.5116 | 0.012712 |  | 409.5116 | 0.7826 |  | 411.4692 | 0.03344 |  | 409.5116 | 0.030027 |  | 409.5116 | 0.013391 |  | 409.5116 | 0.01857 |  | 409.5116 | 0.016177
| 412.3125 | 0.00854 |  | 409.7266 | 0.016075 |  | 409.7266 | 0.75964 |  | 411.6876 | 0.03564 |  | 409.7266 | 0.032287 |  | 409.7266 | 0.015097 |  | 409.7266 | 0.01871 |  | 409.7266 | 0.016063
| 412.5309 | 0.00879 |  | 409.9415 | 0.012296 |  | 409.9415 | 0.73794 |  | 411.906 | 0.03504 |  | 409.9415 | 0.031929 |  | 409.9415 | 0.011843 |  | 409.9415 | 0.01954 |  | 409.9415 | 0.016196
| 412.7493 | 0.00925 |  | 410.1565 | 0.016271 |  | 410.1565 | 0.71539 |  | 412.1243 | 0.03825 |  | 410.1565 | 0.034528 |  | 410.1565 | 0.013349 |  | 410.1565 | 0.02345 |  | 410.1565 | 0.018541
| 412.9677 | 0.01031 |  | 410.3715 | 0.010903 |  | 410.3715 | 0.68808 |  | 412.3428 | 0.03785 |  | 410.3715 | 0.034788 |  | 410.3715 | 0.015654 |  | 410.3715 | 0.02129 |  | 410.3715 | 0.0182
| 413.1861 | 0.01124 |  | 410.5865 | 0.018986 |  | 410.5865 | 0.6681 |  | 412.5612 | 0.04085 |  | 410.5865 | 0.037868 |  | 410.5865 | 0.015885 |  | 410.5865 | 0.02144 |  | 410.5865 | 0.02081
| 413.4045 | 0.00901 |  | 410.8015 | 0.012281 |  | 410.8014 | 0.63726 |  | 412.7796 | 0.03945 |  | 410.8015 | 0.037221 |  | 410.8015 | 0.016663 |  | 410.8014 | 0.02322 |  | 410.8015 | 0.021141
| 413.623 | 0.01246 |  | 411.0165 | 0.017115 |  | 411.0165 | 0.6192 |  | 412.998 | 0.04285 |  | 411.0165 | 0.040003 |  | 411.0165 | 0.018333 |  | 411.0165 | 0.02552 |  | 411.0165 | 0.022808
| 413.8414 | 0.01234 |  | 411.2315 | 0.015768 |  | 411.2315 | 0.59493 |  | 413.2165 | 0.04325 |  | 411.2315 | 0.039815 |  | 411.2315 | 0.016257 |  | 411.2315 | 0.02389 |  | 411.2315 | 0.020496
| 414.0599 | 0.0166 |  | 411.4465 | 0.018394 |  | 411.4465 | 0.56971 |  | 413.435 | 0.04686 |  | 411.4465 | 0.042552 |  | 411.4465 | 0.018582 |  | 411.4465 | 0.02568 |  | 411.4465 | 0.023876
| 414.2784 | 0.00981 |  | 411.6616 | 0.015678 |  | 411.6616 | 0.54706 |  | 413.6534 | 0.04666 |  | 411.6616 | 0.042429 |  | 411.6616 | 0.017159 |  | 411.6616 | 0.02693 |  | 411.6616 | 0.023612
| 414.4969 | 0.0131 |  | 411.8766 | 0.016216 |  | 411.8766 | 0.52775 |  | 413.8719 | 0.05086 |  | 411.8766 | 0.045064 |  | 411.8766 | 0.019127 |  | 411.8766 | 0.02592 |  | 411.8766 | 0.024844
| 414.7154 | 0.01448 |  | 412.0917 | 0.012945 |  | 412.0917 | 0.50385 |  | 414.0904 | 0.05286 |  | 412.0917 | 0.045204 |  | 412.0917 | 0.018627 |  | 412.0917 | 0.02706 |  | 412.0917 | 0.023712
| 414.9339 | 0.01649 |  | 412.3068 | 0.017846 |  | 412.3068 | 0.48574 |  | 414.309 | 0.05507 |  | 412.3068 | 0.048071 |  | 412.3068 | 0.019819 |  | 412.3068 | 0.03298 |  | 412.3068 | 0.024921
| 415.1525 | 0.01457 |  | 412.5219 | 0.017162 |  | 412.5219 | 0.46975 |  | 414.5275 | 0.05446 |  | 412.5219 | 0.047871 |  | 412.5219 | 0.018214 |  | 412.5219 | 0.02883 |  | 412.5219 | 0.025508
| 415.371 | 0.01725 |  | 412.737 | 0.0196 |  | 412.737 | 0.4499 |  | 414.7461 | 0.05867 |  | 412.737 | 0.050764 |  | 412.737 | 0.020122 |  | 412.737 | 0.03436 |  | 412.737 | 0.026335
| 415.5896 | 0.01367 |  | 412.9521 | 0.016637 |  | 412.9522 | 0.42907 |  | 414.9647 | 0.05947 |  | 412.9521 | 0.050913 |  | 412.9521 | 0.021133 |  | 412.9522 | 0.0319 |  | 412.9521 | 0.026863
| 415.8082 | 0.01847 |  | 413.1673 | 0.02083 |  | 413.1673 | 0.41684 |  | 415.1832 | 0.06368 |  | 413.1673 | 0.053469 |  | 413.1673 | 0.022022 |  | 413.1673 | 0.03655 |  | 413.1673 | 0.029959
| 416.0268 | 0.01558 |  | 413.3824 | 0.014188 |  | 413.3825 | 0.40164 |  | 415.4018 | 0.06468 |  | 413.3824 | 0.054663 |  | 413.3824 | 0.02168 |  | 413.3825 | 0.03573 |  | 413.3824 | 0.02933
| 416.2454 | 0.01923 |  | 413.5976 | 0.022101 |  | 413.5976 | 0.38808 |  | 415.6205 | 0.06668 |  | 413.5976 | 0.057606 |  | 413.5976 | 0.024801 |  | 413.5976 | 0.03728 |  | 413.5976 | 0.032519
| 416.464 | 0.01658 |  | 413.8128 | 0.01828 |  | 413.8128 | 0.37737 |  | 415.8391 | 0.06768 |  | 413.8128 | 0.058242 |  | 413.8128 | 0.022174 |  | 413.8128 | 0.03925 |  | 413.8128 | 0.031434
| 416.6827 | 0.02318 |  | 414.028 | 0.021985 |  | 414.0279 | 0.36324 |  | 416.0577 | 0.07108 |  | 414.028 | 0.061496 |  | 414.028 | 0.024562 |  | 414.0279 | 0.03871 |  | 414.028 | 0.032317
| 416.9013 | 0.01775 |  | 414.2432 | 0.019795 |  | 414.2432 | 0.35199 |  | 416.2764 | 0.07329 |  | 414.2432 | 0.061886 |  | 414.2432 | 0.023156 |  | 414.2432 | 0.0372 |  | 414.2432 | 0.03478
| 417.12 | 0.0217 |  | 414.4584 | 0.023498 |  | 414.4584 | 0.33995 |  | 416.4951 | 0.07649 |  | 414.4584 | 0.065566 |  | 414.4584 | 0.024568 |  | 414.4584 | 0.04307 |  | 414.4584 | 0.036194
| 417.3387 | 0.01912 |  | 414.6736 | 0.01916 |  | 414.6736 | 0.32901 |  | 416.7138 | 0.07889 |  | 414.6736 | 0.066163 |  | 414.6736 | 0.026833 |  | 414.6736 | 0.04189 |  | 414.6736 | 0.036229
| 417.5574 | 0.02496 |  | 414.8888 | 0.026343 |  | 414.8888 | 0.32342 |  | 416.9325 | 0.0859 |  | 414.8888 | 0.070526 |  | 414.8888 | 0.028254 |  | 414.8888 | 0.04504 |  | 414.8888 | 0.03986
| 417.7761 | 0.01698 |  | 415.1041 | 0.021677 |  | 415.1041 | 0.31147 |  | 417.1512 | 0.0869 |  | 415.1041 | 0.071661 |  | 415.1041 | 0.025581 |  | 415.1041 | 0.04518 |  | 415.1041 | 0.038189
| 417.9948 | 0.02502 |  | 415.3193 | 0.025811 |  | 415.3193 | 0.30733 |  | 417.3699 | 0.09271 |  | 415.3193 | 0.075045 |  | 415.3193 | 0.029882 |  | 415.3193 | 0.04711 |  | 415.3193 | 0.041767
| 418.2135 | 0.02493 |  | 415.5346 | 0.020818 |  | 415.5346 | 0.29481 |  | 417.5887 | 0.09271 |  | 415.5346 | 0.076267 |  | 415.5346 | 0.029306 |  | 415.5346 | 0.05174 |  | 415.5346 | 0.04188
| 418.4323 | 0.03302 |  | 415.7498 | 0.026487 |  | 415.7498 | 0.28768 |  | 417.8074 | 0.09652 |  | 415.7498 | 0.080665 |  | 415.7498 | 0.030926 |  | 415.7498 | 0.05145 |  | 415.7498 | 0.044488
| 418.6511 | 0.02508 |  | 415.9651 | 0.026326 |  | 415.9651 | 0.276 |  | 418.0262 | 0.09912 |  | 415.9651 | 0.081666 |  | 415.9651 | 0.030716 |  | 415.9651 | 0.05149 |  | 415.9651 | 0.0464
| 418.8698 | 0.0283 |  | 416.1805 | 0.029378 |  | 416.1805 | 0.27405 |  | 418.245 | 0.10232 |  | 416.1805 | 0.086043 |  | 416.1805 | 0.034498 |  | 416.1805 | 0.05578 |  | 416.1805 | 0.048238
| 419.0886 | 0.02673 |  | 416.3958 | 0.026815 |  | 416.3958 | 0.26488 |  | 418.4638 | 0.10473 |  | 416.3958 | 0.088134 |  | 416.3958 | 0.034526 |  | 416.3958 | 0.05656 |  | 416.3958 | 0.046429
| 419.3074 | 0.03032 |  | 416.6111 | 0.027947 |  | 416.6111 | 0.26061 |  | 418.6826 | 0.11153 |  | 416.6111 | 0.092886 |  | 416.6111 | 0.036925 |  | 416.6111 | 0.06158 |  | 416.6111 | 0.052275
| 419.5263 | 0.0294 |  | 416.8264 | 0.02987 |  | 416.8264 | 0.25511 |  | 418.9015 | 0.11253 |  | 416.8264 | 0.094677 |  | 416.8264 | 0.03473 |  | 416.8264 | 0.06028 |  | 416.8264 | 0.051793
| 419.7451 | 0.03538 |  | 417.0418 | 0.031446 |  | 417.0418 | 0.24598 |  | 419.1203 | 0.11714 |  | 417.0418 | 0.099989 |  | 417.0418 | 0.039569 |  | 417.0418 | 0.06556 |  | 417.0418 | 0.054504
| 419.9639 | 0.03098 |  | 417.2571 | 0.031244 |  | 417.2571 | 0.23941 |  | 419.3392 | 0.11994 |  | 417.2571 | 0.10127 |  | 417.2571 | 0.038667 |  | 417.2571 | 0.06728 |  | 417.2571 | 0.05571
| 420.1828 | 0.03918 |  | 417.4725 | 0.033185 |  | 417.4725 | 0.23355 |  | 419.5581 | 0.12535 |  | 417.4725 | 0.10677 |  | 417.4725 | 0.041781 |  | 417.4725 | 0.06989 |  | 417.4725 | 0.059162
| 420.4017 | 0.03456 |  | 417.6879 | 0.030433 |  | 417.6879 | 0.22908 |  | 419.777 | 0.12895 |  | 417.6879 | 0.10941 |  | 417.6879 | 0.042354 |  | 417.6879 | 0.07213 |  | 417.6879 | 0.05804
| 420.6206 | 0.03927 |  | 417.9033 | 0.031866 |  | 417.9033 | 0.2229 |  | 419.9959 | 0.13156 |  | 417.9033 | 0.11469 |  | 417.9033 | 0.044206 |  | 417.9033 | 0.07561 |  | 417.9033 | 0.062886
| 420.8395 | 0.03715 |  | 418.1187 | 0.034186 |  | 418.1187 | 0.21356 |  | 420.2148 | 0.13296 |  | 418.1187 | 0.11746 |  | 418.1187 | 0.044634 |  | 418.1187 | 0.07589 |  | 418.1187 | 0.06675
| 421.0584 | 0.03655 |  | 418.3341 | 0.033807 |  | 418.3341 | 0.21193 |  | 420.4337 | 0.13917 |  | 418.3341 | 0.12232 |  | 418.3341 | 0.049222 |  | 418.3341 | 0.08206 |  | 418.3341 | 0.068913
| 421.2773 | 0.03933 |  | 418.5496 | 0.036073 |  | 418.5496 | 0.20283 |  | 420.6527 | 0.14137 |  | 418.5496 | 0.12485 |  | 418.5496 | 0.049328 |  | 418.5496 | 0.08299 |  | 418.5496 | 0.071183
| 421.4963 | 0.04098 |  | 418.765 | 0.03638 |  | 418.765 | 0.20098 |  | 420.8717 | 0.14457 |  | 418.765 | 0.13025 |  | 418.765 | 0.052484 |  | 418.765 | 0.08801 |  | 418.765 | 0.075399
| 421.7152 | 0.03823 |  | 418.9805 | 0.037233 |  | 418.9805 | 0.19095 |  | 421.0907 | 0.14437 |  | 418.9805 | 0.13302 |  | 418.9805 | 0.051769 |  | 418.9805 | 0.0862 |  | 418.9805 | 0.075656
| 421.9342 | 0.04633 |  | 419.1959 | 0.041647 |  | 419.1959 | 0.1878 |  | 421.3097 | 0.15158 |  | 419.1959 | 0.13927 |  | 419.1959 | 0.056517 |  | 419.1959 | 0.09304 |  | 419.1959 | 0.079723
| 422.1532 | 0.04325 |  | 419.4114 | 0.039173 |  | 419.4114 | 0.18378 |  | 421.5287 | 0.15659 |  | 419.4114 | 0.14173 |  | 419.4114 | 0.055746 |  | 419.4114 | 0.0944 |  | 419.4114 | 0.07936
| 422.3722 | 0.04931 |  | 419.6269 | 0.043349 |  | 419.6269 | 0.17463 |  | 421.7477 | 0.16299 |  | 419.6269 | 0.14811 |  | 419.6269 | 0.0608 |  | 419.6269 | 0.09919 |  | 419.6269 | 0.08497
| 422.5912 | 0.04795 |  | 419.8424 | 0.043343 |  | 419.8424 | 0.17264 |  | 421.9667 | 0.166 |  | 419.8424 | 0.15037 |  | 419.8424 | 0.060159 |  | 419.8424 | 0.10151 |  | 419.8424 | 0.0834
| 422.8102 | 0.04917 |  | 420.0579 | 0.047709 |  | 420.0579 | 0.1653 |  | 422.1858 | 0.171 |  | 420.0579 | 0.15659 |  | 420.0579 | 0.064102 |  | 420.0579 | 0.10262 |  | 420.0579 | 0.088454
| 423.0293 | 0.05192 |  | 420.2734 | 0.042809 |  | 420.2734 | 0.15677 |  | 422.4049 | 0.17501 |  | 420.2734 | 0.15972 |  | 420.2734 | 0.063238 |  | 420.2734 | 0.10619 |  | 420.2734 | 0.090998
| 423.2483 | 0.05406 |  | 420.489 | 0.046501 |  | 420.489 | 0.15199 |  | 422.6239 | 0.18062 |  | 420.489 | 0.16538 |  | 420.489 | 0.06657 |  | 420.489 | 0.10852 |  | 420.489 | 0.093649
| 423.4674 | 0.05321 |  | 420.7045 | 0.048246 |  | 420.7045 | 0.14913 |  | 422.8431 | 0.18382 |  | 420.7045 | 0.16944 |  | 420.7045 | 0.066087 |  | 420.7045 | 0.11313 |  | 420.7045 | 0.097543
| 423.6865 | 0.05465 |  | 420.9201 | 0.048658 |  | 420.9201 | 0.14491 |  | 423.0622 | 0.19123 |  | 420.9201 | 0.17557 |  | 420.9201 | 0.070448 |  | 420.9201 | 0.11507 |  | 420.9201 | 0.098465
| 423.9056 | 0.05781 |  | 421.1357 | 0.049174 |  | 421.1357 | 0.13672 |  | 423.2813 | 0.19623 |  | 421.1357 | 0.17944 |  | 421.1357 | 0.072925 |  | 421.1357 | 0.12002 |  | 421.1357 | 0.10178
| 424.1247 | 0.06062 |  | 421.3513 | 0.048707 |  | 421.3513 | 0.13358 |  | 423.5004 | 0.20284 |  | 421.3513 | 0.1859 |  | 421.3513 | 0.075069 |  | 421.3513 | 0.12612 |  | 421.3513 | 0.109
| 424.3438 | 0.05989 |  | 421.5669 | 0.049167 |  | 421.5669 | 0.12558 |  | 423.7196 | 0.20845 |  | 421.5669 | 0.18972 |  | 421.5669 | 0.077515 |  | 421.5669 | 0.12672 |  | 421.5669 | 0.10816
| 424.563 | 0.06566 |  | 421.7825 | 0.056442 |  | 421.7825 | 0.12347 |  | 423.9388 | 0.21606 |  | 421.7825 | 0.19688 |  | 421.7825 | 0.080659 |  | 421.7825 | 0.13238 |  | 421.7825 | 0.11021
| 424.7821 | 0.06088 |  | 421.9981 | 0.054072 |  | 421.9981 | 0.1181 |  | 424.158 | 0.21826 |  | 421.9981 | 0.20043 |  | 421.9981 | 0.080127 |  | 421.9981 | 0.13044 |  | 421.9981 | 0.11332
| 425.0013 | 0.06849 |  | 422.2137 | 0.058615 |  | 422.2138 | 0.1142 |  | 424.3772 | 0.22507 |  | 422.2137 | 0.20771 |  | 422.2137 | 0.085061 |  | 422.2138 | 0.1366 |  | 422.2137 | 0.11721
| 425.2205 | 0.0705 |  | 422.4294 | 0.054772 |  | 422.4294 | 0.11128 |  | 424.5964 | 0.23228 |  | 422.4294 | 0.21185 |  | 422.4294 | 0.08625 |  | 422.4294 | 0.14372 |  | 422.4294 | 0.11977
| 425.4397 | 0.06507 |  | 422.6451 | 0.061145 |  | 422.6451 | 0.10674 |  | 424.8156 | 0.23608 |  | 422.6451 | 0.21871 |  | 422.6451 | 0.088167 |  | 422.6451 | 0.14577 |  | 422.6451 | 0.1254
| 425.6589 | 0.0719 |  | 422.8607 | 0.056634 |  | 422.8607 | 0.10134 |  | 425.0349 | 0.24309 |  | 422.8607 | 0.22324 |  | 422.8607 | 0.091878 |  | 422.8607 | 0.14725 |  | 422.8607 | 0.12438
| 425.8781 | 0.07854 |  | 423.0764 | 0.063436 |  | 423.0764 | 0.09863 |  | 425.2541 | 0.2527 |  | 423.0764 | 0.23014 |  | 423.0764 | 0.095322 |  | 423.0764 | 0.15405 |  | 423.0764 | 0.13202
| 426.0973 | 0.07467 |  | 423.2921 | 0.058516 |  | 423.2921 | 0.0956 |  | 425.4734 | 0.26231 |  | 423.2921 | 0.23492 |  | 423.2921 | 0.094699 |  | 423.2921 | 0.15903 |  | 423.2921 | 0.1359
| 426.3166 | 0.07086 |  | 423.5078 | 0.067038 |  | 423.5078 | 0.09261 |  | 425.6927 | 0.27353 |  | 423.5078 | 0.24219 |  | 423.5078 | 0.099953 |  | 423.5078 | 0.16248 |  | 423.5078 | 0.13893
| 426.5358 | 0.07963 |  | 423.7235 | 0.066172 |  | 423.7235 | 0.08879 |  | 425.912 | 0.27933 |  | 423.7235 | 0.24664 |  | 423.7235 | 0.10285 |  | 423.7235 | 0.16958 |  | 423.7235 | 0.14007
| 426.7551 | 0.08638 |  | 423.9392 | 0.068627 |  | 423.9392 | 0.08788 |  | 426.1313 | 0.28494 |  | 423.9392 | 0.25507 |  | 423.9392 | 0.10703 |  | 423.9392 | 0.17332 |  | 423.9392 | 0.14497
| 426.9744 | 0.08586 |  | 424.155 | 0.06939 |  | 424.155 | 0.08515 |  | 426.3506 | 0.29255 |  | 424.155 | 0.25988 |  | 424.155 | 0.1115 |  | 424.155 | 0.17402 |  | 424.155 | 0.1524
| 427.1937 | 0.09152 |  | 424.3707 | 0.069859 |  | 424.3707 | 0.08163 |  | 426.57 | 0.30196 |  | 424.3707 | 0.26872 |  | 424.3707 | 0.11341 |  | 424.3707 | 0.18009 |  | 424.3707 | 0.1531
| 427.413 | 0.08848 |  | 424.5865 | 0.072582 |  | 424.5865 | 0.07816 |  | 426.7894 | 0.30837 |  | 424.5865 | 0.27374 |  | 424.5865 | 0.11288 |  | 424.5865 | 0.1874 |  | 424.5865 | 0.15675
| 427.6324 | 0.09605 |  | 424.8023 | 0.074757 |  | 424.8023 | 0.08018 |  | 427.0087 | 0.31618 |  | 424.8023 | 0.28259 |  | 424.8023 | 0.12001 |  | 424.8023 | 0.19515 |  | 424.8023 | 0.16257
| 427.8517 | 0.10042 |  | 425.0181 | 0.07323 |  | 425.0181 | 0.07586 |  | 427.2281 | 0.32559 |  | 425.0181 | 0.28892 |  | 425.0181 | 0.12146 |  | 425.0181 | 0.20097 |  | 425.0181 | 0.1681
| 428.0711 | 0.10037 |  | 425.2339 | 0.080246 |  | 425.2339 | 0.07394 |  | 427.4475 | 0.34081 |  | 425.2339 | 0.29878 |  | 425.2339 | 0.12617 |  | 425.2339 | 0.20645 |  | 425.2339 | 0.1746
| 428.2905 | 0.09609 |  | 425.4497 | 0.076591 |  | 425.4497 | 0.07076 |  | 427.6669 | 0.34842 |  | 425.4497 | 0.30573 |  | 425.4497 | 0.12885 |  | 425.4497 | 0.20907 |  | 425.4497 | 0.17808
| 428.5098 | 0.1048 |  | 425.6655 | 0.084393 |  | 425.6655 | 0.07056 |  | 427.8864 | 0.35562 |  | 425.6655 | 0.31533 |  | 425.6655 | 0.135 |  | 425.6655 | 0.21606 |  | 425.6655 | 0.18468
| 428.7292 | 0.10221 |  | 425.8813 | 0.086193 |  | 425.8813 | 0.06796 |  | 428.1058 | 0.36484 |  | 425.8813 | 0.3227 |  | 425.8813 | 0.1382 |  | 425.8813 | 0.22211 |  | 425.8813 | 0.1881
| 428.9486 | 0.10805 |  | 426.0972 | 0.087415 |  | 426.0972 | 0.06822 |  | 428.3253 | 0.37505 |  | 426.0972 | 0.33356 |  | 426.0972 | 0.14434 |  | 426.0972 | 0.2267 |  | 426.0972 | 0.19543
| 429.1681 | 0.11257 |  | 426.313 | 0.08568 |  | 426.313 | 0.0656 |  | 428.5448 | 0.37885 |  | 426.313 | 0.3412 |  | 426.313 | 0.14467 |  | 426.313 | 0.23398 |  | 426.313 | 0.20051
| 429.3875 | 0.1145 |  | 426.5289 | 0.090167 |  | 426.5289 | 0.06717 |  | 428.7643 | 0.38266 |  | 426.5289 | 0.35296 |  | 426.5289 | 0.15428 |  | 426.5289 | 0.2426 |  | 426.5289 | 0.20639
| 429.607 | 0.11583 |  | 426.7448 | 0.093763 |  | 426.7448 | 0.06542 |  | 428.9838 | 0.37885 |  | 426.7448 | 0.36118 |  | 426.7448 | 0.15495 |  | 426.7448 | 0.25127 |  | 426.7448 | 0.21042
| 429.8265 | 0.12006 |  | 426.9607 | 0.097029 |  | 426.9607 | 0.06412 |  | 429.2033 | 0.37665 |  | 426.9607 | 0.3724 |  | 426.9607 | 0.16343 |  | 426.9607 | 0.26101 |  | 426.9607 | 0.21744
| 430.0459 | 0.11995 |  | 427.1766 | 0.10102 |  | 427.1766 | 0.06412 |  | 429.4228 | 0.37525 |  | 427.1766 | 0.38068 |  | 427.1766 | 0.16625 |  | 427.1766 | 0.26482 |  | 427.1766 | 0.22499
| 430.2654 | 0.12177 |  | 427.3925 | 0.1027 |  | 427.3925 | 0.06354 |  | 429.6424 | 0.37705 |  | 427.3925 | 0.39222 |  | 427.3925 | 0.16866 |  | 427.3925 | 0.2714 |  | 427.3925 | 0.23029
| 430.485 | 0.12153 |  | 427.6084 | 0.10185 |  | 427.6084 | 0.06356 |  | 429.8619 | 0.37705 |  | 427.6084 | 0.40055 |  | 427.6084 | 0.17615 |  | 427.6084 | 0.27877 |  | 427.6084 | 0.23123
| 430.7045 | 0.12101 |  | 427.8244 | 0.10651 |  | 427.8244 | 0.06261 |  | 430.0815 | 0.38406 |  | 427.8244 | 0.41195 |  | 427.8244 | 0.18361 |  | 427.8244 | 0.28689 |  | 427.8244 | 0.24242
| 430.924 | 0.12733 |  | 428.0403 | 0.10857 |  | 428.0403 | 0.06116 |  | 430.3011 | 0.39547 |  | 428.0403 | 0.42058 |  | 428.0403 | 0.18768 |  | 428.0403 | 0.29314 |  | 428.0403 | 0.24646
| 431.1436 | 0.13114 |  | 428.2563 | 0.11257 |  | 428.2563 | 0.0624 |  | 430.5207 | 0.40568 |  | 428.2563 | 0.43275 |  | 428.2563 | 0.19304 |  | 428.2563 | 0.30352 |  | 428.2563 | 0.25312
| 431.3631 | 0.13451 |  | 428.4723 | 0.11217 |  | 428.4723 | 0.05941 |  | 430.7403 | 0.41109 |  | 428.4723 | 0.43976 |  | 428.4723 | 0.20069 |  | 428.4723 | 0.30652 |  | 428.4723 | 0.26183
| 431.5827 | 0.14199 |  | 428.6882 | 0.11959 |  | 428.6882 | 0.06093 |  | 430.96 | 0.4207 |  | 428.6882 | 0.45206 |  | 428.6882 | 0.20628 |  | 428.6882 | 0.31345 |  | 428.6882 | 0.26664
| 431.8023 | 0.14662 |  | 428.9042 | 0.11984 |  | 428.9042 | 0.05912 |  | 431.1796 | 0.42731 |  | 428.9042 | 0.46073 |  | 428.9042 | 0.20788 |  | 428.9042 | 0.31837 |  | 428.9042 | 0.27019
| 432.0219 | 0.153 |  | 429.1203 | 0.12328 |  | 429.1203 | 0.06124 |  | 431.3993 | 0.44012 |  | 429.1203 | 0.47313 |  | 429.1203 | 0.21529 |  | 429.1203 | 0.33525 |  | 429.1203 | 0.27908
| 432.2415 | 0.1517 |  | 429.3363 | 0.12242 |  | 429.3363 | 0.0591 |  | 431.619 | 0.44974 |  | 429.3363 | 0.48303 |  | 429.3363 | 0.22096 |  | 429.3363 | 0.33472 |  | 429.3363 | 0.28529
| 432.4612 | 0.15733 |  | 429.5523 | 0.13285 |  | 429.5523 | 0.06035 |  | 431.8387 | 0.46535 |  | 429.5523 | 0.49399 |  | 429.5523 | 0.22837 |  | 429.5523 | 0.34602 |  | 429.5523 | 0.28924
| 432.6808 | 0.15563 |  | 429.7684 | 0.126 |  | 429.7684 | 0.05987 |  | 432.0584 | 0.46996 |  | 429.7684 | 0.50382 |  | 429.7684 | 0.22914 |  | 429.7684 | 0.35061 |  | 429.7684 | 0.29681
| 432.9005 | 0.15556 |  | 429.9844 | 0.12649 |  | 429.9844 | 0.05873 |  | 432.2781 | 0.47877 |  | 429.9844 | 0.51677 |  | 429.9844 | 0.23942 |  | 429.9844 | 0.35839 |  | 429.9844 | 0.30705
| 433.1202 | 0.15657 |  | 430.2005 | 0.13373 |  | 430.2005 | 0.058 |  | 432.4979 | 0.48598 |  | 430.2005 | 0.52564 |  | 430.2005 | 0.24615 |  | 430.2005 | 0.36571 |  | 430.2005 | 0.31015
| 433.3398 | 0.16498 |  | 430.4166 | 0.14376 |  | 430.4166 | 0.0611 |  | 432.7176 | 0.49599 |  | 430.4166 | 0.53835 |  | 430.4166 | 0.25366 |  | 430.4166 | 0.37633 |  | 430.4166 | 0.31912
| 433.5595 | 0.16675 |  | 430.6327 | 0.13533 |  | 430.6327 | 0.05798 |  | 432.9374 | 0.5034 |  | 430.6327 | 0.54906 |  | 430.6327 | 0.25726 |  | 430.6327 | 0.38618 |  | 430.6327 | 0.32785
| 433.7793 | 0.17193 |  | 430.8488 | 0.14189 |  | 430.8487 | 0.05905 |  | 433.1572 | 0.51822 |  | 430.8488 | 0.56238 |  | 430.8488 | 0.26757 |  | 430.8487 | 0.38986 |  | 430.8488 | 0.33487
| 433.999 | 0.1719 |  | 431.0649 | 0.14221 |  | 431.0649 | 0.05956 |  | 433.377 | 0.52763 |  | 431.0649 | 0.572 |  | 431.0649 | 0.27423 |  | 431.0649 | 0.39632 |  | 431.0649 | 0.33963
| 434.2187 | 0.18162 |  | 431.281 | 0.1523 |  | 431.281 | 0.05965 |  | 433.5968 | 0.53424 |  | 431.281 | 0.58588 |  | 431.281 | 0.28149 |  | 431.281 | 0.4073 |  | 431.281 | 0.35094
| 434.4385 | 0.18247 |  | 431.4972 | 0.15065 |  | 431.4972 | 0.05689 |  | 433.8166 | 0.53924 |  | 431.4972 | 0.59677 |  | 431.4972 | 0.28543 |  | 431.4972 | 0.41511 |  | 431.4972 | 0.35341
| 434.6583 | 0.18528 |  | 431.7133 | 0.15486 |  | 431.7133 | 0.0588 |  | 434.0364 | 0.54845 |  | 431.7133 | 0.61039 |  | 431.7133 | 0.29433 |  | 431.7133 | 0.42437 |  | 431.7133 | 0.3637
| 434.878 | 0.1812 |  | 431.9295 | 0.15892 |  | 431.9295 | 0.05867 |  | 434.2563 | 0.55326 |  | 431.9295 | 0.61954 |  | 431.9295 | 0.30269 |  | 431.9295 | 0.43441 |  | 431.9295 | 0.37211
| 435.0978 | 0.18372 |  | 432.1456 | 0.16208 |  | 432.1456 | 0.06085 |  | 434.4762 | 0.55486 |  | 432.1456 | 0.63269 |  | 432.1456 | 0.31121 |  | 432.1456 | 0.44057 |  | 432.1456 | 0.3796
| 435.3177 | 0.18338 |  | 432.3618 | 0.15443 |  | 432.3618 | 0.06103 |  | 434.696 | 0.55947 |  | 432.3618 | 0.64283 |  | 432.3618 | 0.31895 |  | 432.3618 | 0.44816 |  | 432.3618 | 0.38681
| 435.5375 | 0.18977 |  | 432.578 | 0.17364 |  | 432.578 | 0.0607 |  | 434.9159 | 0.56347 |  | 432.578 | 0.65712 |  | 432.578 | 0.33067 |  | 432.578 | 0.45883 |  | 432.578 | 0.39278
| 435.7573 | 0.18948 |  | 432.7943 | 0.16996 |  | 432.7942 | 0.05929 |  | 435.1358 | 0.55206 |  | 432.7943 | 0.66708 |  | 432.7943 | 0.33244 |  | 432.7942 | 0.46528 |  | 432.7943 | 0.40013
| 435.9772 | 0.19353 |  | 433.0105 | 0.1799 |  | 433.0105 | 0.06177 |  | 435.3558 | 0.55566 |  | 433.0105 | 0.67968 |  | 433.0105 | 0.34147 |  | 433.0105 | 0.47617 |  | 433.0105 | 0.40511
| 436.197 | 0.19632 |  | 433.2267 | 0.17511 |  | 433.2267 | 0.06095 |  | 435.5757 | 0.55947 |  | 433.2267 | 0.6901 |  | 433.2267 | 0.349 |  | 433.2267 | 0.47473 |  | 433.2267 | 0.4138
| 436.4169 | 0.20205 |  | 433.4429 | 0.17931 |  | 433.4429 | 0.06352 |  | 435.7957 | 0.57008 |  | 433.4429 | 0.70318 |  | 433.4429 | 0.35705 |  | 433.4429 | 0.4876 |  | 433.4429 | 0.42623
| 436.6368 | 0.20099 |  | 433.6592 | 0.18042 |  | 433.6592 | 0.06166 |  | 436.0156 | 0.57829 |  | 433.6592 | 0.71281 |  | 433.6592 | 0.36425 |  | 433.6592 | 0.49726 |  | 433.6592 | 0.42897
| 436.8567 | 0.206 |  | 433.8755 | 0.18266 |  | 433.8755 | 0.06303 |  | 436.2356 | 0.5905 |  | 433.8755 | 0.72642 |  | 433.8755 | 0.37912 |  | 433.8755 | 0.5043 |  | 433.8755 | 0.44156
| 437.0766 | 0.20816 |  | 434.0917 | 0.18904 |  | 434.0917 | 0.06091 |  | 436.4556 | 0.59431 |  | 434.0917 | 0.7358 |  | 434.0917 | 0.3809 |  | 434.0917 | 0.51919 |  | 434.0917 | 0.44755
| 437.2966 | 0.21076 |  | 434.308 | 0.1948 |  | 434.308 | 0.06321 |  | 436.6756 | 0.60332 |  | 434.308 | 0.75046 |  | 434.308 | 0.39261 |  | 434.308 | 0.52378 |  | 434.308 | 0.45231
| 437.5165 | 0.21106 |  | 434.5244 | 0.19226 |  | 434.5244 | 0.06515 |  | 436.8956 | 0.61113 |  | 434.5244 | 0.76093 |  | 434.5244 | 0.40008 |  | 434.5244 | 0.53313 |  | 434.5244 | 0.46256
| 437.7365 | 0.21233 |  | 434.7407 | 0.19754 |  | 434.7407 | 0.06492 |  | 437.1157 | 0.61573 |  | 434.7407 | 0.77347 |  | 434.7407 | 0.41218 |  | 434.7407 | 0.54326 |  | 434.7407 | 0.47627
| 437.9565 | 0.21123 |  | 434.957 | 0.19843 |  | 434.957 | 0.06359 |  | 437.3357 | 0.62154 |  | 434.957 | 0.78419 |  | 434.957 | 0.41493 |  | 434.957 | 0.55201 |  | 434.957 | 0.4793
| 438.1765 | 0.21884 |  | 435.1733 | 0.20762 |  | 435.1733 | 0.06584 |  | 437.5558 | 0.62735 |  | 435.1733 | 0.79747 |  | 435.1733 | 0.42703 |  | 435.1733 | 0.56994 |  | 435.1733 | 0.48956
| 438.3965 | 0.21494 |  | 435.3897 | 0.20715 |  | 435.3897 | 0.06454 |  | 437.7759 | 0.62595 |  | 435.3897 | 0.80771 |  | 435.3897 | 0.43454 |  | 435.3897 | 0.5747 |  | 435.3897 | 0.4999
| 438.6165 | 0.22352 |  | 435.606 | 0.21177 |  | 435.606 | 0.06669 |  | 437.996 | 0.64277 |  | 435.606 | 0.82148 |  | 435.606 | 0.44827 |  | 435.606 | 0.57856 |  | 435.606 | 0.51266
| 438.8365 | 0.22404 |  | 435.8224 | 0.22065 |  | 435.8224 | 0.06752 |  | 438.2161 | 0.64977 |  | 435.8224 | 0.83112 |  | 435.8224 | 0.45665 |  | 435.8224 | 0.59524 |  | 435.8224 | 0.51321
| 439.0566 | 0.22894 |  | 436.0388 | 0.22112 |  | 436.0388 | 0.06753 |  | 438.4362 | 0.66559 |  | 436.0388 | 0.84336 |  | 436.0388 | 0.4625 |  | 436.0388 | 0.60426 |  | 436.0388 | 0.52412
| 439.2766 | 0.2295 |  | 436.2552 | 0.22167 |  | 436.2552 | 0.06796 |  | 438.6564 | 0.67841 |  | 436.2552 | 0.8528 |  | 436.2552 | 0.4738 |  | 436.2552 | 0.62362 |  | 436.2552 | 0.53876
| 439.4967 | 0.23382 |  | 436.4716 | 0.23111 |  | 436.4716 | 0.07149 |  | 438.8765 | 0.69543 |  | 436.4716 | 0.86513 |  | 436.4716 | 0.48536 |  | 436.4716 | 0.6265 |  | 436.4716 | 0.54943
| 439.7168 | 0.23061 |  | 436.688 | 0.22594 |  | 436.688 | 0.07053 |  | 439.0967 | 0.70704 |  | 436.688 | 0.87358 |  | 436.688 | 0.49163 |  | 436.688 | 0.63719 |  | 436.688 | 0.55565
| 439.9369 | 0.23484 |  | 436.9044 | 0.23501 |  | 436.9044 | 0.07133 |  | 439.3169 | 0.72206 |  | 436.9044 | 0.88655 |  | 436.9044 | 0.50226 |  | 436.9044 | 0.65696 |  | 436.9044 | 0.56415
| 440.157 | 0.23207 |  | 437.1209 | 0.2391 |  | 437.1209 | 0.07132 |  | 439.5371 | 0.72587 |  | 437.1209 | 0.89379 |  | 437.1209 | 0.51021 |  | 437.1209 | 0.66353 |  | 437.1209 | 0.57545
| 440.3771 | 0.23386 |  | 437.3373 | 0.24292 |  | 437.3373 | 0.07233 |  | 439.7573 | 0.73828 |  | 437.3373 | 0.90336 |  | 437.3373 | 0.52658 |  | 437.3373 | 0.68006 |  | 437.3373 | 0.5801
| 440.5972 | 0.23671 |  | 437.5538 | 0.24256 |  | 437.5538 | 0.07372 |  | 439.9775 | 0.74529 |  | 437.5538 | 0.91239 |  | 437.5538 | 0.53326 |  | 437.5538 | 0.6928 |  | 437.5538 | 0.59311
| 440.8174 | 0.2397 |  | 437.7703 | 0.25408 |  | 437.7703 | 0.07396 |  | 440.1977 | 0.7533 |  | 437.7703 | 0.92173 |  | 437.7703 | 0.53769 |  | 437.7703 | 0.70482 |  | 437.7703 | 0.60478
| 441.0376 | 0.23666 |  | 437.9868 | 0.25313 |  | 437.9868 | 0.07585 |  | 440.418 | 0.76311 |  | 437.9868 | 0.92831 |  | 437.9868 | 0.54803 |  | 437.9868 | 0.71227 |  | 437.9868 | 0.61456
| 441.2577 | 0.24239 |  | 438.2033 | 0.25787 |  | 438.2033 | 0.07536 |  | 440.6383 | 0.77032 |  | 438.2033 | 0.93757 |  | 438.2033 | 0.56413 |  | 438.2033 | 0.72364 |  | 438.2033 | 0.63083
| 441.478 | 0.24091 |  | 438.4198 | 0.26078 |  | 438.4198 | 0.07454 |  | 440.8585 | 0.78834 |  | 438.4198 | 0.9427 |  | 438.4198 | 0.56806 |  | 438.4198 | 0.73975 |  | 438.4198 | 0.634
| 441.6982 | 0.24654 |  | 438.6363 | 0.26521 |  | 438.6363 | 0.07751 |  | 441.0788 | 0.80436 |  | 438.6363 | 0.95135 |  | 438.6363 | 0.57712 |  | 438.6363 | 0.7514 |  | 438.6363 | 0.64766
| 441.9184 | 0.24409 |  | 438.8529 | 0.267 |  | 438.8529 | 0.07922 |  | 441.2991 | 0.81297 |  | 438.8529 | 0.95599 |  | 438.8529 | 0.58467 |  | 438.8529 | 0.75298 |  | 438.8529 | 0.65475
| 442.1386 | 0.24562 |  | 439.0694 | 0.27519 |  | 439.0694 | 0.07821 |  | 441.5195 | 0.82318 |  | 439.0694 | 0.96407 |  | 439.0694 | 0.59481 |  | 439.0694 | 0.77058 |  | 439.0694 | 0.66893
| 442.3589 | 0.24744 |  | 439.286 | 0.27254 |  | 439.286 | 0.07939 |  | 441.7398 | 0.83019 |  | 439.286 | 0.96723 |  | 439.286 | 0.60631 |  | 439.286 | 0.78193 |  | 439.286 | 0.67797
| 442.5791 | 0.2514 |  | 439.5025 | 0.28536 |  | 439.5025 | 0.08029 |  | 441.9602 | 0.84321 |  | 439.5025 | 0.97447 |  | 439.5025 | 0.61729 |  | 439.5025 | 0.79375 |  | 439.5025 | 0.68954
| 442.7994 | 0.24875 |  | 439.7191 | 0.28699 |  | 439.7191 | 0.07834 |  | 442.1805 | 0.84321 |  | 439.7191 | 0.97897 |  | 439.7191 | 0.62306 |  | 439.7191 | 0.81295 |  | 439.7191 | 0.70333
| 443.0197 | 0.25781 |  | 439.9357 | 0.29183 |  | 439.9357 | 0.08198 |  | 442.4009 | 0.84661 |  | 439.9357 | 0.98557 |  | 439.9357 | 0.63476 |  | 439.9357 | 0.82249 |  | 439.9357 | 0.71385
| 443.24 | 0.25923 |  | 440.1523 | 0.2978 |  | 440.1523 | 0.08354 |  | 442.6213 | 0.85002 |  | 440.1523 | 0.98732 |  | 440.1523 | 0.64533 |  | 440.1523 | 0.83668 |  | 440.1523 | 0.7291
| 443.4603 | 0.26127 |  | 440.369 | 0.30086 |  | 440.369 | 0.08434 |  | 442.8417 | 0.86103 |  | 440.369 | 0.99434 |  | 440.369 | 0.65211 |  | 440.369 | 0.85247 |  | 440.369 | 0.7389
| 443.6806 | 0.25852 |  | 440.5856 | 0.30683 |  | 440.5856 | 0.08247 |  | 443.0622 | 0.87144 |  | 440.5856 | 0.9955 |  | 440.5856 | 0.66012 |  | 440.5856 | 0.86386 |  | 440.5856 | 0.7478
| 443.901 | 0.25683 |  | 440.8022 | 0.31511 |  | 440.8022 | 0.08603 |  | 443.2826 | 0.88466 |  | 440.8022 | 0.99897 |  | 440.8022 | 0.66814 |  | 440.8022 | 0.87579 |  | 440.8022 | 0.76971
| 444.1213 | 0.2574 |  | 441.0189 | 0.31861 |  | 441.0189 | 0.08646 |  | 443.503 | 0.89267 |  | 441.0189 | 0.99658 |  | 441.0189 | 0.677 |  | 441.0189 | 0.88046 |  | 441.0189 | 0.77201
| 444.3417 | 0.25738 |  | 441.2355 | 0.32761 |  | 441.2355 | 0.08651 |  | 443.7235 | 0.90849 |  | 441.2355 | 0.99997 |  | 441.2355 | 0.68426 |  | 441.2355 | 0.89514 |  | 441.2355 | 0.79328
| 444.5621 | 0.25471 |  | 441.4522 | 0.32715 |  | 441.4522 | 0.08624 |  | 443.944 | 0.91389 |  | 441.4522 | 0.99871 |  | 441.4522 | 0.69382 |  | 441.4522 | 0.90623 |  | 441.4522 | 0.79667
| 444.7825 | 0.25624 |  | 441.6689 | 0.33065 |  | 441.6689 | 0.09068 |  | 444.1645 | 0.91409 |  | 441.6689 | 1 |  | 441.6689 | 0.6996 |  | 441.6689 | 0.91841 |  | 441.6689 | 0.81225
| 445.0029 | 0.26128 |  | 441.8856 | 0.33359 |  | 441.8856 | 0.08877 |  | 444.385 | 0.92811 |  | 441.8856 | 0.9971 |  | 441.8856 | 0.70555 |  | 441.8856 | 0.92264 |  | 441.8856 | 0.82081
| 445.2233 | 0.26187 |  | 442.1023 | 0.34908 |  | 442.1023 | 0.08935 |  | 444.6055 | 0.93412 |  | 442.1023 | 0.99647 |  | 442.1023 | 0.71864 |  | 442.1023 | 0.93573 |  | 442.1023 | 0.83352
| 445.4438 | 0.2652 |  | 442.319 | 0.34304 |  | 442.319 | 0.08978 |  | 444.8261 | 0.94093 |  | 442.319 | 0.99474 |  | 442.319 | 0.72402 |  | 442.319 | 0.94107 |  | 442.319 | 0.84846
| 445.6642 | 0.27104 |  | 442.5358 | 0.35564 |  | 442.5358 | 0.09305 |  | 445.0466 | 0.95594 |  | 442.5358 | 0.99227 |  | 442.5358 | 0.73538 |  | 442.5358 | 0.95192 |  | 442.5358 | 0.85461
| 445.8847 | 0.27011 |  | 442.7525 | 0.35602 |  | 442.7525 | 0.09254 |  | 445.2672 | 0.95434 |  | 442.7525 | 0.98981 |  | 442.7525 | 0.74394 |  | 442.7525 | 0.95939 |  | 442.7525 | 0.86779
| 446.1051 | 0.28256 |  | 442.9693 | 0.37068 |  | 442.9693 | 0.09417 |  | 445.4878 | 0.96516 |  | 442.9693 | 0.987 |  | 442.9693 | 0.74364 |  | 442.9693 | 0.97313 |  | 442.9693 | 0.87767
| 446.3256 | 0.28612 |  | 443.186 | 0.36896 |  | 443.186 | 0.09202 |  | 445.7084 | 0.97136 |  | 443.186 | 0.98281 |  | 443.186 | 0.75358 |  | 443.186 | 0.97607 |  | 443.186 | 0.88786
| 446.5462 | 0.29087 |  | 443.4028 | 0.38145 |  | 443.4028 | 0.09531 |  | 445.929 | 0.98037 |  | 443.4028 | 0.97796 |  | 443.4028 | 0.76209 |  | 443.4028 | 0.9847 |  | 443.4028 | 0.90248
| 446.7667 | 0.29332 |  | 443.6196 | 0.38153 |  | 443.6196 | 0.09528 |  | 446.1496 | 0.98037 |  | 443.6196 | 0.97256 |  | 443.6196 | 0.76996 |  | 443.6196 | 0.98673 |  | 443.6196 | 0.91536
| 446.9872 | 0.30432 |  | 443.8364 | 0.38751 |  | 443.8364 | 0.09769 |  | 446.3702 | 0.99179 |  | 443.8364 | 0.96812 |  | 443.8364 | 0.78093 |  | 443.8364 | 0.99766 |  | 443.8364 | 0.92169
| 447.2077 | 0.30297 |  | 444.0532 | 0.39208 |  | 444.0532 | 0.09779 |  | 446.5909 | 0.99239 |  | 444.0532 | 0.96126 |  | 444.0532 | 0.78622 |  | 444.0532 | 0.9965 |  | 444.0532 | 0.93032
| 447.4283 | 0.30385 |  | 444.2701 | 0.39518 |  | 444.2701 | 0.09824 |  | 446.8116 | 0.9968 |  | 444.2701 | 0.95471 |  | 444.2701 | 0.79497 |  | 444.2701 | 1 |  | 444.2701 | 0.93481
| 447.6489 | 0.30084 |  | 444.4869 | 0.4063 |  | 444.4869 | 0.0987 |  | 447.0322 | 0.99259 |  | 444.4869 | 0.94481 |  | 444.4869 | 0.79798 |  | 444.4869 | 0.99328 |  | 444.4869 | 0.9468
| 447.8695 | 0.29444 |  | 444.7037 | 0.41175 |  | 444.7037 | 0.09878 |  | 447.2529 | 1 |  | 444.7037 | 0.93739 |  | 444.7037 | 0.81111 |  | 444.7037 | 0.99463 |  | 444.7037 | 0.95576
| 448.0901 | 0.29711 |  | 444.9206 | 0.41059 |  | 444.9206 | 0.10014 |  | 447.4736 | 0.9982 |  | 444.9206 | 0.92814 |  | 444.9206 | 0.81107 |  | 444.9206 | 0.99914 |  | 444.9206 | 0.96068
| 448.3107 | 0.30164 |  | 445.1375 | 0.41826 |  | 445.1375 | 0.10175 |  | 447.6944 | 0.98959 |  | 445.1375 | 0.92107 |  | 445.1375 | 0.81871 |  | 445.1375 | 0.99669 |  | 445.1375 | 0.96561
| 448.5313 | 0.30209 |  | 445.3544 | 0.42549 |  | 445.3544 | 0.10088 |  | 447.9151 | 0.97938 |  | 445.3544 | 0.91196 |  | 445.3544 | 0.8322 |  | 445.3544 | 0.99077 |  | 445.3544 | 0.9732
| 448.7519 | 0.30964 |  | 445.5713 | 0.42772 |  | 445.5713 | 0.10485 |  | 448.1359 | 0.98158 |  | 445.5713 | 0.90257 |  | 445.5713 | 0.83868 |  | 445.5713 | 0.98801 |  | 445.5713 | 0.98303
| 448.9726 | 0.31606 |  | 445.7882 | 0.43391 |  | 445.7882 | 0.10395 |  | 448.3566 | 0.97277 |  | 445.7882 | 0.89094 |  | 445.7882 | 0.84433 |  | 445.7882 | 0.98406 |  | 445.7882 | 0.98648
| 449.1933 | 0.32011 |  | 446.0051 | 0.44218 |  | 446.0051 | 0.10424 |  | 448.5774 | 0.98358 |  | 446.0051 | 0.88187 |  | 446.0051 | 0.84744 |  | 446.0051 | 0.97926 |  | 446.0051 | 0.98347
| 449.4139 | 0.31952 |  | 446.222 | 0.44134 |  | 446.222 | 0.10557 |  | 448.7982 | 0.97677 |  | 446.222 | 0.87072 |  | 446.222 | 0.8569 |  | 446.222 | 0.97291 |  | 446.222 | 0.98791
| 449.6346 | 0.32645 |  | 446.439 | 0.44898 |  | 446.439 | 0.10728 |  | 449.019 | 0.97377 |  | 446.439 | 0.86084 |  | 446.439 | 0.8657 |  | 446.439 | 0.96434 |  | 446.439 | 0.993
| 449.8553 | 0.32058 |  | 446.6559 | 0.44675 |  | 446.6559 | 0.106 |  | 449.2398 | 0.96316 |  | 446.6559 | 0.84757 |  | 446.6559 | 0.86605 |  | 446.6559 | 0.95584 |  | 446.6559 | 0.99367
| 450.0761 | 0.32979 |  | 446.8729 | 0.45005 |  | 446.8729 | 0.10925 |  | 449.4606 | 0.96696 |  | 446.8729 | 0.83836 |  | 446.8729 | 0.87799 |  | 446.8729 | 0.94783 |  | 446.8729 | 1
| 450.2968 | 0.32909 |  | 447.0898 | 0.46188 |  | 447.0898 | 0.10954 |  | 449.6815 | 0.94654 |  | 447.0898 | 0.8247 |  | 447.0898 | 0.88437 |  | 447.0898 | 0.94277 |  | 447.0898 | 0.99904
| 450.5175 | 0.3331 |  | 447.3069 | 0.46643 |  | 447.3068 | 0.11163 |  | 449.9024 | 0.93492 |  | 447.3069 | 0.81388 |  | 447.3069 | 0.89335 |  | 447.3068 | 0.9239 |  | 447.3069 | 0.99341
| 450.7383 | 0.33634 |  | 447.5238 | 0.46177 |  | 447.5238 | 0.11041 |  | 450.1232 | 0.92672 |  | 447.5238 | 0.79922 |  | 447.5238 | 0.89412 |  | 447.5238 | 0.91298 |  | 447.5238 | 0.99462
| 450.9591 | 0.3384 |  | 447.7408 | 0.46552 |  | 447.7408 | 0.11351 |  | 450.3441 | 0.92812 |  | 447.7408 | 0.79052 |  | 447.7408 | 0.9088 |  | 447.7408 | 0.9053 |  | 447.7408 | 0.99732
| 451.1799 | 0.34002 |  | 447.9579 | 0.46843 |  | 447.9579 | 0.11149 |  | 450.565 | 0.9137 |  | 447.9579 | 0.77508 |  | 447.9579 | 0.90918 |  | 447.9579 | 0.88191 |  | 447.9579 | 0.98488
| 451.4007 | 0.33182 |  | 448.1749 | 0.47658 |  | 448.1749 | 0.11132 |  | 450.786 | 0.90549 |  | 448.1749 | 0.76387 |  | 448.1749 | 0.9216 |  | 448.1749 | 0.87521 |  | 448.1749 | 0.98532
| 451.6215 | 0.33389 |  | 448.392 | 0.47225 |  | 448.392 | 0.1133 |  | 451.0069 | 0.90068 |  | 448.392 | 0.74937 |  | 448.392 | 0.92896 |  | 448.392 | 0.85828 |  | 448.392 | 0.97965
| 451.8423 | 0.3473 |  | 448.609 | 0.47578 |  | 448.609 | 0.11637 |  | 451.2278 | 0.89588 |  | 448.609 | 0.7374 |  | 448.609 | 0.93419 |  | 448.609 | 0.84535 |  | 448.609 | 0.97956
| 452.0632 | 0.34784 |  | 448.8261 | 0.48024 |  | 448.8261 | 0.11351 |  | 451.4488 | 0.88507 |  | 448.8261 | 0.72355 |  | 448.8261 | 0.93789 |  | 448.8261 | 0.82882 |  | 448.8261 | 0.96647
| 452.284 | 0.35327 |  | 449.0432 | 0.4819 |  | 449.0432 | 0.11613 |  | 451.6698 | 0.87586 |  | 449.0432 | 0.71154 |  | 449.0432 | 0.94929 |  | 449.0432 | 0.81055 |  | 449.0432 | 0.96465
| 452.5049 | 0.35061 |  | 449.2603 | 0.47952 |  | 449.2602 | 0.11867 |  | 451.8908 | 0.86004 |  | 449.2603 | 0.69679 |  | 449.2603 | 0.95031 |  | 449.2602 | 0.79782 |  | 449.2603 | 0.95456
| 452.7258 | 0.35348 |  | 449.4774 | 0.47796 |  | 449.4774 | 0.12078 |  | 452.1118 | 0.85263 |  | 449.4774 | 0.68554 |  | 449.4774 | 0.95362 |  | 449.4774 | 0.78331 |  | 449.4774 | 0.94482
| 452.9467 | 0.35006 |  | 449.6945 | 0.47581 |  | 449.6945 | 0.11842 |  | 452.3328 | 0.83761 |  | 449.6945 | 0.66942 |  | 449.6945 | 0.96456 |  | 449.6945 | 0.76007 |  | 449.6945 | 0.93269
| 453.1676 | 0.35355 |  | 449.9116 | 0.48061 |  | 449.9116 | 0.12108 |  | 452.5538 | 0.8266 |  | 449.9116 | 0.65855 |  | 449.9116 | 0.96571 |  | 449.9116 | 0.73895 |  | 449.9116 | 0.92056
| 453.3885 | 0.35116 |  | 450.1287 | 0.4781 |  | 450.1287 | 0.11888 |  | 452.7749 | 0.81579 |  | 450.1287 | 0.64319 |  | 450.1287 | 0.97484 |  | 450.1287 | 0.72591 |  | 450.1287 | 0.90803
| 453.6094 | 0.34672 |  | 450.3459 | 0.47713 |  | 450.3459 | 0.12058 |  | 452.9959 | 0.81579 |  | 450.3459 | 0.63129 |  | 450.3459 | 0.98026 |  | 450.3459 | 0.70582 |  | 450.3459 | 0.90347
| 453.8304 | 0.33851 |  | 450.563 | 0.47534 |  | 450.563 | 0.12308 |  | 453.217 | 0.80758 |  | 450.563 | 0.61669 |  | 450.563 | 0.9812 |  | 450.563 | 0.69176 |  | 450.563 | 0.886
| 454.0513 | 0.34922 |  | 450.7802 | 0.47294 |  | 450.7802 | 0.12419 |  | 453.4381 | 0.79676 |  | 450.7802 | 0.60509 |  | 450.7802 | 0.98248 |  | 450.7802 | 0.67373 |  | 450.7802 | 0.87032
| 454.2723 | 0.34294 |  | 450.9974 | 0.4714 |  | 450.9974 | 0.12399 |  | 453.6592 | 0.78114 |  | 450.9974 | 0.59257 |  | 450.9974 | 0.98966 |  | 450.9974 | 0.65346 |  | 450.9974 | 0.86285
| 454.4933 | 0.3499 |  | 451.2146 | 0.47187 |  | 451.2146 | 0.12767 |  | 453.8803 | 0.76893 |  | 451.2146 | 0.58072 |  | 451.2146 | 0.99159 |  | 451.2146 | 0.64 |  | 451.2146 | 0.84752
| 454.7143 | 0.34532 |  | 451.4318 | 0.4595 |  | 451.4318 | 0.12751 |  | 454.1015 | 0.75011 |  | 451.4318 | 0.5658 |  | 451.4318 | 0.98978 |  | 451.4318 | 0.61776 |  | 451.4318 | 0.832
| 454.9353 | 0.35062 |  | 451.649 | 0.45402 |  | 451.649 | 0.12619 |  | 454.3226 | 0.73209 |  | 451.649 | 0.55502 |  | 451.649 | 0.99901 |  | 451.649 | 0.60813 |  | 451.649 | 0.81941
| 455.1563 | 0.34677 |  | 451.8662 | 0.4501 |  | 451.8662 | 0.12665 |  | 454.5438 | 0.72327 |  | 451.8662 | 0.54137 |  | 451.8662 | 0.99615 |  | 451.8662 | 0.58497 |  | 451.8662 | 0.80042
| 455.3774 | 0.33915 |  | 452.0835 | 0.44767 |  | 452.0835 | 0.12814 |  | 454.7649 | 0.71446 |  | 452.0835 | 0.5309 |  | 452.0835 | 0.99529 |  | 452.0835 | 0.56923 |  | 452.0835 | 0.78693
| 455.5985 | 0.33756 |  | 452.3008 | 0.43991 |  | 452.3007 | 0.13013 |  | 454.9861 | 0.70045 |  | 452.3008 | 0.51754 |  | 452.3008 | 0.99688 |  | 452.3007 | 0.55262 |  | 452.3008 | 0.77248
| 455.8195 | 0.34023 |  | 452.518 | 0.44113 |  | 452.518 | 0.12897 |  | 455.2073 | 0.68883 |  | 452.518 | 0.50689 |  | 452.518 | 0.99395 |  | 452.518 | 0.53924 |  | 452.518 | 0.7566
| 456.0406 | 0.33279 |  | 452.7353 | 0.43175 |  | 452.7353 | 0.13131 |  | 455.4285 | 0.67181 |  | 452.7353 | 0.49502 |  | 452.7353 | 1 |  | 452.7353 | 0.52734 |  | 452.7353 | 0.73697
| 456.2617 | 0.33944 |  | 452.9526 | 0.42789 |  | 452.9526 | 0.12991 |  | 455.6498 | 0.6642 |  | 452.9526 | 0.48547 |  | 452.9526 | 0.9916 |  | 452.9526 | 0.51272 |  | 452.9526 | 0.72285
| 456.4828 | 0.33315 |  | 453.1699 | 0.41748 |  | 453.1699 | 0.13062 |  | 455.871 | 0.64939 |  | 453.1699 | 0.4731 |  | 453.1699 | 0.99316 |  | 453.1699 | 0.49109 |  | 453.1699 | 0.71557
| 456.7039 | 0.33632 |  | 453.3872 | 0.41311 |  | 453.3872 | 0.13292 |  | 456.0923 | 0.63817 |  | 453.3872 | 0.46344 |  | 453.3872 | 0.99334 |  | 453.3872 | 0.48033 |  | 453.3872 | 0.68753
| 456.9251 | 0.33248 |  | 453.6045 | 0.40392 |  | 453.6045 | 0.13318 |  | 456.3135 | 0.62215 |  | 453.6045 | 0.45185 |  | 453.6045 | 0.98357 |  | 453.6045 | 0.46735 |  | 453.6045 | 0.68004
| 457.1462 | 0.3296 |  | 453.8218 | 0.40246 |  | 453.8218 | 0.1336 |  | 456.5348 | 0.61835 |  | 453.8218 | 0.44251 |  | 453.8218 | 0.97426 |  | 453.8218 | 0.46174 |  | 453.8218 | 0.66097
| 457.3674 | 0.32737 |  | 454.0392 | 0.39732 |  | 454.0392 | 0.13337 |  | 456.7561 | 0.60533 |  | 454.0392 | 0.43181 |  | 454.0392 | 0.97007 |  | 454.0392 | 0.444 |  | 454.0392 | 0.64541
| 457.5885 | 0.32686 |  | 454.2565 | 0.38424 |  | 454.2565 | 0.13437 |  | 456.9774 | 0.59592 |  | 454.2565 | 0.42446 |  | 454.2565 | 0.97375 |  | 454.2565 | 0.43775 |  | 454.2565 | 0.63013
| 457.8097 | 0.31882 |  | 454.4739 | 0.38025 |  | 454.4739 | 0.13392 |  | 457.1988 | 0.5807 |  | 454.4739 | 0.41328 |  | 454.4739 | 0.96432 |  | 454.4739 | 0.4213 |  | 454.4739 | 0.61156
| 458.0309 | 0.31531 |  | 454.6913 | 0.37168 |  | 454.6913 | 0.13582 |  | 457.4201 | 0.5781 |  | 454.6913 | 0.40527 |  | 454.6913 | 0.95711 |  | 454.6913 | 0.41015 |  | 454.6913 | 0.59784
| 458.2522 | 0.31286 |  | 454.9087 | 0.36518 |  | 454.9087 | 0.13668 |  | 457.6415 | 0.56809 |  | 454.9087 | 0.39504 |  | 454.9087 | 0.94489 |  | 454.9087 | 0.40277 |  | 454.9087 | 0.58418
| 458.4734 | 0.30535 |  | 455.1261 | 0.35482 |  | 455.1261 | 0.13596 |  | 457.8628 | 0.56088 |  | 455.1261 | 0.38769 |  | 455.1261 | 0.94069 |  | 455.1261 | 0.39329 |  | 455.1261 | 0.57155
| 458.6946 | 0.30594 |  | 455.3435 | 0.34517 |  | 455.3435 | 0.13545 |  | 458.0842 | 0.54806 |  | 455.3435 | 0.37812 |  | 455.3435 | 0.9214 |  | 455.3435 | 0.38034 |  | 455.3435 | 0.55324
| 458.9159 | 0.29883 |  | 455.5609 | 0.34199 |  | 455.5609 | 0.13822 |  | 458.3056 | 0.54126 |  | 455.5609 | 0.37131 |  | 455.5609 | 0.9228 |  | 455.5609 | 0.37504 |  | 455.5609 | 0.5456
| 459.1372 | 0.30586 |  | 455.7784 | 0.33468 |  | 455.7783 | 0.13633 |  | 458.527 | 0.53044 |  | 455.7784 | 0.36234 |  | 455.7784 | 0.90813 |  | 455.7783 | 0.36319 |  | 455.7784 | 0.52775
| 459.3584 | 0.30433 |  | 455.9958 | 0.33082 |  | 455.9958 | 0.13819 |  | 458.7484 | 0.52704 |  | 455.9958 | 0.35519 |  | 455.9958 | 0.89956 |  | 455.9958 | 0.36462 |  | 455.9958 | 0.5149
| 459.5797 | 0.29975 |  | 456.2133 | 0.31841 |  | 456.2133 | 0.1379 |  | 458.9699 | 0.51502 |  | 456.2133 | 0.34696 |  | 456.2133 | 0.88222 |  | 456.2133 | 0.34967 |  | 456.2133 | 0.49923
| 459.801 | 0.29506 |  | 456.4307 | 0.32163 |  | 456.4307 | 0.13775 |  | 459.1913 | 0.51022 |  | 456.4307 | 0.34111 |  | 456.4307 | 0.87797 |  | 456.4307 | 0.34631 |  | 456.4307 | 0.49054
| 460.0224 | 0.29007 |  | 456.6482 | 0.31023 |  | 456.6482 | 0.13703 |  | 459.4128 | 0.50081 |  | 456.6482 | 0.33422 |  | 456.6482 | 0.86027 |  | 456.6482 | 0.33709 |  | 456.6482 | 0.47609
| 460.2437 | 0.28765 |  | 456.8657 | 0.30454 |  | 456.8657 | 0.13837 |  | 459.6343 | 0.4998 |  | 456.8657 | 0.32824 |  | 456.8657 | 0.84853 |  | 456.8657 | 0.33034 |  | 456.8657 | 0.46587
| 460.4651 | 0.28221 |  | 457.0832 | 0.29915 |  | 457.0832 | 0.13807 |  | 459.8558 | 0.48759 |  | 457.0832 | 0.32122 |  | 457.0832 | 0.83682 |  | 457.0832 | 0.32339 |  | 457.0832 | 0.45628
| 460.6864 | 0.27704 |  | 457.3007 | 0.29491 |  | 457.3007 | 0.13762 |  | 460.0773 | 0.47798 |  | 457.3007 | 0.31628 |  | 457.3007 | 0.83103 |  | 457.3007 | 0.32363 |  | 457.3007 | 0.44897
| 460.9078 | 0.27841 |  | 457.5182 | 0.28678 |  | 457.5183 | 0.1392 |  | 460.2988 | 0.46977 |  | 457.5182 | 0.30953 |  | 457.5182 | 0.81483 |  | 457.5183 | 0.3146 |  | 457.5182 | 0.43858
| 461.1292 | 0.27413 |  | 457.7358 | 0.28647 |  | 457.7358 | 0.1402 |  | 460.5203 | 0.46676 |  | 457.7358 | 0.30543 |  | 457.7358 | 0.80577 |  | 457.7358 | 0.31219 |  | 457.7358 | 0.42853
| 461.3506 | 0.27477 |  | 457.9533 | 0.28137 |  | 457.9533 | 0.13895 |  | 460.7419 | 0.45635 |  | 457.9533 | 0.29894 |  | 457.9533 | 0.79421 |  | 457.9533 | 0.30375 |  | 457.9533 | 0.41929
| 461.572 | 0.27472 |  | 458.1709 | 0.28376 |  | 458.1709 | 0.14289 |  | 460.9635 | 0.45675 |  | 458.1709 | 0.29563 |  | 458.1709 | 0.78046 |  | 458.1709 | 0.30646 |  | 458.1709 | 0.41606
| 461.7934 | 0.26537 |  | 458.3885 | 0.27227 |  | 458.3885 | 0.14124 |  | 461.185 | 0.44914 |  | 458.3885 | 0.2888 |  | 458.3885 | 0.76916 |  | 458.3885 | 0.29824 |  | 458.3885 | 0.40725
| 462.0149 | 0.26988 |  | 458.606 | 0.26729 |  | 458.606 | 0.14205 |  | 461.4066 | 0.44614 |  | 458.606 | 0.28521 |  | 458.606 | 0.75526 |  | 458.606 | 0.29488 |  | 458.606 | 0.39953
| 462.2363 | 0.26582 |  | 458.8236 | 0.26039 |  | 458.8236 | 0.14087 |  | 461.6282 | 0.44494 |  | 458.8236 | 0.27919 |  | 458.8236 | 0.73941 |  | 458.8236 | 0.28789 |  | 458.8236 | 0.38852
| 462.4578 | 0.25699 |  | 459.0413 | 0.26323 |  | 459.0413 | 0.14231 |  | 461.8498 | 0.44734 |  | 459.0413 | 0.27529 |  | 459.0413 | 0.72756 |  | 459.0413 | 0.289 |  | 459.0413 | 0.38263
| 462.6793 | 0.25511 |  | 459.2589 | 0.25554 |  | 459.2589 | 0.14137 |  | 462.0715 | 0.44073 |  | 459.2589 | 0.27045 |  | 459.2589 | 0.71675 |  | 459.2589 | 0.28295 |  | 459.2589 | 0.37761
| 462.9008 | 0.25251 |  | 459.4765 | 0.25228 |  | 459.4765 | 0.14327 |  | 462.2931 | 0.43873 |  | 459.4765 | 0.26707 |  | 459.4765 | 0.70196 |  | 459.4765 | 0.27461 |  | 459.4765 | 0.36915
| 463.1223 | 0.24825 |  | 459.6942 | 0.2529 |  | 459.6941 | 0.14262 |  | 462.5148 | 0.43132 |  | 459.6942 | 0.26131 |  | 459.6942 | 0.68532 |  | 459.6941 | 0.27618 |  | 459.6942 | 0.36206
| 463.3438 | 0.25092 |  | 459.9118 | 0.24686 |  | 459.9118 | 0.14265 |  | 462.7364 | 0.42732 |  | 459.9118 | 0.25791 |  | 459.9118 | 0.67707 |  | 459.9118 | 0.27374 |  | 459.9118 | 0.36023
| 463.5654 | 0.24659 |  | 460.1295 | 0.24045 |  | 460.1295 | 0.14204 |  | 462.9581 | 0.42011 |  | 460.1295 | 0.25294 |  | 460.1295 | 0.66197 |  | 460.1295 | 0.26958 |  | 460.1295 | 0.35236
| 463.7869 | 0.24615 |  | 460.3471 | 0.24137 |  | 460.3471 | 0.14276 |  | 463.1798 | 0.42091 |  | 460.3471 | 0.24917 |  | 460.3471 | 0.65002 |  | 460.3471 | 0.26249 |  | 460.3471 | 0.34601
| 464.0085 | 0.2434 |  | 460.5648 | 0.23582 |  | 460.5648 | 0.1427 |  | 463.4016 | 0.42111 |  | 460.5648 | 0.24382 |  | 460.5648 | 0.63127 |  | 460.5648 | 0.25854 |  | 460.5648 | 0.33902
| 464.23 | 0.24101 |  | 460.7825 | 0.23652 |  | 460.7825 | 0.14205 |  | 463.6233 | 0.41971 |  | 460.7825 | 0.24064 |  | 460.7825 | 0.62414 |  | 460.7825 | 0.25718 |  | 460.7825 | 0.33838
| 464.4516 | 0.23369 |  | 461.0002 | 0.23691 |  | 461.0002 | 0.14265 |  | 463.845 | 0.4157 |  | 461.0002 | 0.23623 |  | 461.0002 | 0.61033 |  | 461.0002 | 0.25218 |  | 461.0002 | 0.33169
| 464.6732 | 0.23233 |  | 461.218 | 0.23214 |  | 461.218 | 0.14508 |  | 464.0668 | 0.4099 |  | 461.218 | 0.23306 |  | 461.218 | 0.59948 |  | 461.218 | 0.2506 |  | 461.218 | 0.32205
| 464.8948 | 0.22336 |  | 461.4357 | 0.22668 |  | 461.4357 | 0.14482 |  | 464.2886 | 0.40469 |  | 461.4357 | 0.22899 |  | 461.4357 | 0.58586 |  | 461.4357 | 0.24144 |  | 461.4357 | 0.32218
| 465.1165 | 0.22065 |  | 461.6534 | 0.23 |  | 461.6534 | 0.14318 |  | 464.5104 | 0.40069 |  | 461.6534 | 0.22615 |  | 461.6534 | 0.57474 |  | 461.6534 | 0.24184 |  | 461.6534 | 0.31391
| 465.3381 | 0.22003 |  | 461.8712 | 0.22609 |  | 461.8712 | 0.14283 |  | 464.7321 | 0.40028 |  | 461.8712 | 0.21901 |  | 461.8712 | 0.55033 |  | 461.8712 | 0.23399 |  | 461.8712 | 0.30274
| 465.5598 | 0.22151 |  | 462.089 | 0.22379 |  | 462.089 | 0.14406 |  | 464.954 | 0.38386 |  | 462.089 | 0.21432 |  | 462.089 | 0.53781 |  | 462.089 | 0.22776 |  | 462.089 | 0.30001
| 465.7814 | 0.22202 |  | 462.3067 | 0.2205 |  | 462.3067 | 0.14334 |  | 465.1758 | 0.38507 |  | 462.3067 | 0.21149 |  | 462.3067 | 0.52726 |  | 462.3067 | 0.22393 |  | 462.3067 | 0.2953
| 466.0031 | 0.21936 |  | 462.5245 | 0.22449 |  | 462.5245 | 0.14282 |  | 465.3976 | 0.37906 |  | 462.5245 | 0.20688 |  | 462.5245 | 0.51818 |  | 462.5245 | 0.21958 |  | 462.5245 | 0.28738
| 466.2248 | 0.21769 |  | 462.7423 | 0.21737 |  | 462.7423 | 0.14378 |  | 465.6195 | 0.38186 |  | 462.7423 | 0.2043 |  | 462.7423 | 0.50385 |  | 462.7423 | 0.21631 |  | 462.7423 | 0.28772
| 466.4465 | 0.2122 |  | 462.9601 | 0.21219 |  | 462.9601 | 0.14415 |  | 465.8413 | 0.37826 |  | 462.9601 | 0.19987 |  | 462.9601 | 0.49266 |  | 462.9601 | 0.21245 |  | 462.9601 | 0.2805
| 466.6682 | 0.21693 |  | 463.1779 | 0.21401 |  | 463.178 | 0.1421 |  | 466.0632 | 0.37706 |  | 463.1779 | 0.19731 |  | 463.1779 | 0.48548 |  | 463.178 | 0.20913 |  | 463.1779 | 0.27496
| 466.89 | 0.21215 |  | 463.3958 | 0.21354 |  | 463.3958 | 0.14316 |  | 466.2851 | 0.37425 |  | 463.3958 | 0.19307 |  | 463.3958 | 0.47554 |  | 463.3958 | 0.20429 |  | 463.3958 | 0.27266
| 467.1117 | 0.20939 |  | 463.6136 | 0.21211 |  | 463.6136 | 0.14337 |  | 466.507 | 0.37185 |  | 463.6136 | 0.19052 |  | 463.6136 | 0.46546 |  | 463.6136 | 0.19692 |  | 463.6136 | 0.26963
| 467.3335 | 0.20699 |  | 463.8315 | 0.20906 |  | 463.8315 | 0.14303 |  | 466.729 | 0.36144 |  | 463.8315 | 0.18635 |  | 463.8315 | 0.45728 |  | 463.8315 | 0.19587 |  | 463.8315 | 0.25939
| 467.5553 | 0.20838 |  | 464.0493 | 0.20802 |  | 464.0494 | 0.141 |  | 466.9509 | 0.36164 |  | 464.0493 | 0.18379 |  | 464.0493 | 0.4482 |  | 464.0494 | 0.19264 |  | 464.0493 | 0.25677
| 467.777 | 0.2067 |  | 464.2672 | 0.20442 |  | 464.2672 | 0.14289 |  | 467.1728 | 0.35543 |  | 464.2672 | 0.17966 |  | 464.2672 | 0.43318 |  | 464.2672 | 0.18546 |  | 464.2672 | 0.25011
| 467.9988 | 0.20493 |  | 464.4851 | 0.20298 |  | 464.4851 | 0.14433 |  | 467.3948 | 0.35363 |  | 464.4851 | 0.17755 |  | 464.4851 | 0.42933 |  | 464.4851 | 0.1834 |  | 464.4851 | 0.25
| 468.2206 | 0.1996 |  | 464.703 | 0.20239 |  | 464.703 | 0.14049 |  | 467.6168 | 0.34942 |  | 464.703 | 0.17318 |  | 464.703 | 0.41643 |  | 464.703 | 0.17867 |  | 464.703 | 0.24317
| 468.4425 | 0.20292 |  | 464.9209 | 0.19945 |  | 464.9209 | 0.1421 |  | 467.8388 | 0.35082 |  | 464.9209 | 0.17097 |  | 464.9209 | 0.41229 |  | 464.9209 | 0.17347 |  | 464.9209 | 0.23956
| 468.6643 | 0.20192 |  | 465.1389 | 0.19817 |  | 465.1388 | 0.14084 |  | 468.0608 | 0.35183 |  | 465.1389 | 0.16729 |  | 465.1389 | 0.40222 |  | 465.1388 | 0.17039 |  | 465.1389 | 0.23393
| 468.8862 | 0.20156 |  | 465.3568 | 0.19511 |  | 465.3568 | 0.14111 |  | 468.2828 | 0.35343 |  | 465.3568 | 0.16495 |  | 465.3568 | 0.39307 |  | 465.3568 | 0.16642 |  | 465.3568 | 0.23158
| 469.108 | 0.19941 |  | 465.5747 | 0.193 |  | 465.5747 | 0.1415 |  | 468.5048 | 0.35062 |  | 465.5747 | 0.16183 |  | 465.5747 | 0.38798 |  | 465.5747 | 0.15995 |  | 465.5747 | 0.22454
| 469.3299 | 0.2009 |  | 465.7927 | 0.18591 |  | 465.7927 | 0.1395 |  | 468.7269 | 0.35062 |  | 465.7927 | 0.16058 |  | 465.7927 | 0.3818 |  | 465.7927 | 0.15914 |  | 465.7927 | 0.221
| 469.5518 | 0.20086 |  | 466.0107 | 0.18934 |  | 466.0107 | 0.13827 |  | 468.949 | 0.34261 |  | 466.0107 | 0.15647 |  | 466.0107 | 0.37745 |  | 466.0107 | 0.15421 |  | 466.0107 | 0.21517
| 469.7737 | 0.20007 |  | 466.2287 | 0.18442 |  | 466.2287 | 0.14071 |  | 469.171 | 0.33681 |  | 466.2287 | 0.1544 |  | 466.2287 | 0.36807 |  | 466.2287 | 0.15174 |  | 466.2287 | 0.2108
| 469.9956 | 0.19124 |  | 466.4467 | 0.18208 |  | 466.4467 | 0.13933 |  | 469.3931 | 0.33 |  | 466.4467 | 0.15089 |  | 466.4467 | 0.36243 |  | 466.4467 | 0.14778 |  | 466.4467 | 0.20648
| 470.2176 | 0.19932 |  | 466.6646 | 0.18332 |  | 466.6646 | 0.13968 |  | 469.6152 | 0.327 |  | 466.6646 | 0.14998 |  | 466.6646 | 0.35423 |  | 466.6646 | 0.14457 |  | 466.6646 | 0.20446
| 470.4395 | 0.19679 |  | 466.8827 | 0.18076 |  | 466.8827 | 0.1396 |  | 469.8373 | 0.32539 |  | 466.8827 | 0.14657 |  | 466.8827 | 0.34936 |  | 466.8827 | 0.14046 |  | 466.8827 | 0.19831
| 470.6615 | 0.19924 |  | 467.1007 | 0.17886 |  | 467.1007 | 0.13989 |  | 470.0595 | 0.3274 |  | 467.1007 | 0.14568 |  | 467.1007 | 0.34446 |  | 467.1007 | 0.13656 |  | 467.1007 | 0.19592
| 470.8834 | 0.19531 |  | 467.3187 | 0.1743 |  | 467.3187 | 0.1388 |  | 470.2816 | 0.32199 |  | 467.3187 | 0.14297 |  | 467.3187 | 0.33902 |  | 467.3187 | 0.13433 |  | 467.3187 | 0.19158
| 471.1054 | 0.20103 |  | 467.5368 | 0.17461 |  | 467.5368 | 0.14178 |  | 470.5038 | 0.32299 |  | 467.5368 | 0.14225 |  | 467.5368 | 0.33725 |  | 467.5368 | 0.13314 |  | 467.5368 | 0.18698
| 471.3274 | 0.1977 |  | 467.7549 | 0.17366 |  | 467.7548 | 0.14079 |  | 470.7259 | 0.31778 |  | 467.7549 | 0.13918 |  | 467.7549 | 0.32989 |  | 467.7548 | 0.12878 |  | 467.7549 | 0.18311
| 471.5494 | 0.19824 |  | 467.9729 | 0.17043 |  | 467.9729 | 0.14003 |  | 470.9481 | 0.31859 |  | 467.9729 | 0.13908 |  | 467.9729 | 0.32552 |  | 467.9729 | 0.12753 |  | 467.9729 | 0.18183
| 471.7715 | 0.19225 |  | 468.191 | 0.16436 |  | 468.191 | 0.13918 |  | 471.1703 | 0.31078 |  | 468.191 | 0.13631 |  | 468.191 | 0.3235 |  | 468.191 | 0.12373 |  | 468.191 | 0.17807
| 471.9935 | 0.19264 |  | 468.4091 | 0.16974 |  | 468.4091 | 0.14044 |  | 471.3925 | 0.30957 |  | 468.4091 | 0.13581 |  | 468.4091 | 0.32124 |  | 468.4091 | 0.12356 |  | 468.4091 | 0.17415
| 472.2155 | 0.1915 |  | 468.6272 | 0.16644 |  | 468.6272 | 0.139 |  | 471.6148 | 0.30397 |  | 468.6272 | 0.13361 |  | 468.6272 | 0.31437 |  | 468.6272 | 0.11939 |  | 468.6272 | 0.17279
| 472.4376 | 0.18931 |  | 468.8453 | 0.16896 |  | 468.8453 | 0.14114 |  | 471.837 | 0.30377 |  | 468.8453 | 0.13298 |  | 468.8453 | 0.3125 |  | 468.8453 | 0.11807 |  | 468.8453 | 0.17018
| 472.6597 | 0.18531 |  | 469.0634 | 0.16135 |  | 469.0634 | 0.14141 |  | 472.0593 | 0.30277 |  | 469.0634 | 0.13077 |  | 469.0634 | 0.30516 |  | 469.0634 | 0.11692 |  | 469.0634 | 0.16298
| 472.8818 | 0.18728 |  | 469.2816 | 0.16171 |  | 469.2816 | 0.1408 |  | 472.2815 | 0.30337 |  | 469.2816 | 0.13065 |  | 469.2816 | 0.30448 |  | 469.2816 | 0.1151 |  | 469.2816 | 0.1611
| 473.1039 | 0.18655 |  | 469.4997 | 0.15741 |  | 469.4997 | 0.14049 |  | 472.5038 | 0.30477 |  | 469.4997 | 0.12852 |  | 469.4997 | 0.30101 |  | 469.4997 | 0.11094 |  | 469.4997 | 0.15629
| 473.326 | 0.18645 |  | 469.7179 | 0.15702 |  | 469.7179 | 0.14245 |  | 472.7261 | 0.30697 |  | 469.7179 | 0.1283 |  | 469.7179 | 0.29835 |  | 469.7179 | 0.11097 |  | 469.7179 | 0.1579
| 473.5481 | 0.18215 |  | 469.9361 | 0.15771 |  | 469.9361 | 0.14244 |  | 472.9484 | 0.30357 |  | 469.9361 | 0.12628 |  | 469.9361 | 0.29226 |  | 469.9361 | 0.10791 |  | 469.9361 | 0.15429
| 473.7703 | 0.18178 |  | 470.1543 | 0.15588 |  | 470.1543 | 0.14493 |  | 473.1707 | 0.30537 |  | 470.1543 | 0.12691 |  | 470.1543 | 0.28992 |  | 470.1543 | 0.10708 |  | 470.1543 | 0.15111
| 473.9924 | 0.1788 |  | 470.3725 | 0.15548 |  | 470.3725 | 0.14281 |  | 473.3931 | 0.30537 |  | 470.3725 | 0.12506 |  | 470.3725 | 0.28947 |  | 470.3725 | 0.10317 |  | 470.3725 | 0.14725
| 474.2146 | 0.18004 |  | 470.5907 | 0.15388 |  | 470.5907 | 0.14504 |  | 473.6154 | 0.30717 |  | 470.5907 | 0.1245 |  | 470.5907 | 0.28748 |  | 470.5907 | 0.10589 |  | 470.5907 | 0.14608
| 474.4368 | 0.17253 |  | 470.8089 | 0.1503 |  | 470.8089 | 0.14417 |  | 473.8378 | 0.30577 |  | 470.8089 | 0.12316 |  | 470.8089 | 0.28024 |  | 470.8089 | 0.10296 |  | 470.8089 | 0.14318
| 474.659 | 0.17724 |  | 471.0271 | 0.15265 |  | 471.0271 | 0.14527 |  | 474.0601 | 0.30377 |  | 471.0271 | 0.1235 |  | 471.0271 | 0.27933 |  | 471.0271 | 0.10394 |  | 471.0271 | 0.14188
| 474.8812 | 0.17655 |  | 471.2454 | 0.14895 |  | 471.2454 | 0.14424 |  | 474.2825 | 0.30357 |  | 471.2454 | 0.12202 |  | 471.2454 | 0.27459 |  | 471.2454 | 0.09931 |  | 471.2454 | 0.13768
| 475.1034 | 0.17722 |  | 471.4636 | 0.1455 |  | 471.4636 | 0.14626 |  | 474.5049 | 0.30437 |  | 471.4636 | 0.12196 |  | 471.4636 | 0.27353 |  | 471.4636 | 0.09975 |  | 471.4636 | 0.13468
| 475.3256 | 0.17357 |  | 471.6819 | 0.14457 |  | 471.6818 | 0.14527 |  | 474.7274 | 0.30176 |  | 471.6819 | 0.12077 |  | 471.6819 | 0.26753 |  | 471.6818 | 0.09732 |  | 471.6819 | 0.13473
| 475.5479 | 0.17562 |  | 471.9001 | 0.14468 |  | 471.9001 | 0.1467 |  | 474.9498 | 0.30197 |  | 471.9001 | 0.12126 |  | 471.9001 | 0.2642 |  | 471.9001 | 0.09745 |  | 471.9001 | 0.13323
| 475.7701 | 0.17385 |  | 472.1184 | 0.13969 |  | 472.1184 | 0.14517 |  | 475.1722 | 0.29936 |  | 472.1184 | 0.11945 |  | 472.1184 | 0.26478 |  | 472.1184 | 0.09624 |  | 472.1184 | 0.13096
| 475.9924 | 0.17502 |  | 472.3367 | 0.14141 |  | 472.3367 | 0.14776 |  | 475.3947 | 0.29816 |  | 472.3367 | 0.11995 |  | 472.3367 | 0.26197 |  | 472.3367 | 0.09582 |  | 472.3367 | 0.12575
| 476.2147 | 0.17261 |  | 472.555 | 0.1405 |  | 472.555 | 0.14608 |  | 475.6172 | 0.29576 |  | 472.555 | 0.11857 |  | 472.555 | 0.25883 |  | 472.555 | 0.09562 |  | 472.555 | 0.1255
| 476.437 | 0.17343 |  | 472.7733 | 0.14109 |  | 472.7733 | 0.14683 |  | 475.8396 | 0.30116 |  | 472.7733 | 0.11875 |  | 472.7733 | 0.25339 |  | 472.7733 | 0.09387 |  | 472.7733 | 0.12216
| 476.6593 | 0.16881 |  | 472.9917 | 0.13952 |  | 472.9917 | 0.14821 |  | 476.0621 | 0.29936 |  | 472.9917 | 0.1174 |  | 472.9917 | 0.25283 |  | 472.9917 | 0.0899 |  | 472.9917 | 0.12014
| 476.8816 | 0.1681 |  | 473.21 | 0.13812 |  | 473.21 | 0.14738 |  | 476.2846 | 0.30076 |  | 473.21 | 0.11739 |  | 473.21 | 0.24744 |  | 473.21 | 0.09258 |  | 473.21 | 0.1202
| 477.104 | 0.16365 |  | 473.4284 | 0.13654 |  | 473.4284 | 0.14718 |  | 476.5072 | 0.29896 |  | 473.4284 | 0.11649 |  | 473.4284 | 0.24369 |  | 473.4284 | 0.08936 |  | 473.4284 | 0.11641
| 477.3263 | 0.16822 |  | 473.6468 | 0.1377 |  | 473.6468 | 0.14758 |  | 476.7297 | 0.30016 |  | 473.6468 | 0.11699 |  | 473.6468 | 0.24231 |  | 473.6468 | 0.09089 |  | 473.6468 | 0.11425
| 477.5487 | 0.16615 |  | 473.8651 | 0.13541 |  | 473.8651 | 0.1475 |  | 476.9523 | 0.29896 |  | 473.8651 | 0.11574 |  | 473.8651 | 0.23719 |  | 473.8651 | 0.08969 |  | 473.8651 | 0.11437
| 477.7711 | 0.16744 |  | 474.0835 | 0.13567 |  | 474.0835 | 0.14891 |  | 477.1748 | 0.30217 |  | 474.0835 | 0.11643 |  | 474.0835 | 0.23404 |  | 474.0835 | 0.08892 |  | 474.0835 | 0.11608
| 477.9934 | 0.16597 |  | 474.3019 | 0.13223 |  | 474.3019 | 0.1466 |  | 477.3974 | 0.30257 |  | 474.3019 | 0.1145 |  | 474.3019 | 0.23097 |  | 474.3019 | 0.08765 |  | 474.3019 | 0.11229
| 478.2158 | 0.16542 |  | 474.5203 | 0.13203 |  | 474.5203 | 0.14894 |  | 477.62 | 0.30597 |  | 474.5203 | 0.11529 |  | 474.5203 | 0.22826 |  | 474.5203 | 0.0895 |  | 474.5203 | 0.11045
| 478.4383 | 0.16851 |  | 474.7387 | 0.13471 |  | 474.7387 | 0.14743 |  | 477.8426 | 0.30477 |  | 474.7387 | 0.11425 |  | 474.7387 | 0.22733 |  | 474.7387 | 0.08469 |  | 474.7387 | 0.10963
| 478.6607 | 0.16774 |  | 474.9572 | 0.13145 |  | 474.9572 | 0.14833 |  | 478.0652 | 0.30597 |  | 474.9572 | 0.11489 |  | 474.9572 | 0.2216 |  | 474.9572 | 0.08863 |  | 474.9572 | 0.10838
| 478.8831 | 0.16737 |  | 475.1756 | 0.13001 |  | 475.1756 | 0.14836 |  | 478.2879 | 0.30817 |  | 475.1756 | 0.11388 |  | 475.1756 | 0.21599 |  | 475.1756 | 0.08633 |  | 475.1756 | 0.10462
| 479.1056 | 0.16802 |  | 475.3941 | 0.13158 |  | 475.3941 | 0.14872 |  | 478.5105 | 0.31218 |  | 475.3941 | 0.1147 |  | 475.3941 | 0.21561 |  | 475.3941 | 0.08615 |  | 475.3941 | 0.10573
| 479.3281 | 0.16024 |  | 475.6125 | 0.12801 |  | 475.6125 | 0.14661 |  | 478.7332 | 0.31358 |  | 475.6125 | 0.11373 |  | 475.6125 | 0.21138 |  | 475.6125 | 0.08396 |  | 475.6125 | 0.10498
| 479.5505 | 0.16287 |  | 475.831 | 0.13236 |  | 475.831 | 0.14868 |  | 478.9559 | 0.31578 |  | 475.831 | 0.11484 |  | 475.831 | 0.20908 |  | 475.831 | 0.08451 |  | 475.831 | 0.10369
| 479.7731 | 0.15973 |  | 476.0495 | 0.13094 |  | 476.0495 | 0.1492 |  | 479.1785 | 0.31438 |  | 476.0495 | 0.11333 |  | 476.0495 | 0.20738 |  | 476.0495 | 0.08262 |  | 476.0495 | 0.10081
| 479.9955 | 0.16086 |  | 476.268 | 0.13187 |  | 476.268 | 0.14913 |  | 479.4013 | 0.31738 |  | 476.268 | 0.11486 |  | 476.268 | 0.20579 |  | 476.268 | 0.08413 |  | 476.268 | 0.10116
| 480.2181 | 0.1561 |  | 476.4865 | 0.13037 |  | 476.4865 | 0.14866 |  | 479.624 | 0.31758 |  | 476.4865 | 0.11353 |  | 476.4865 | 0.20056 |  | 476.4865 | 0.0823 |  | 476.4865 | 0.10213
| 480.4406 | 0.16266 |  | 476.705 | 0.12933 |  | 476.705 | 0.14961 |  | 479.8467 | 0.31939 |  | 476.705 | 0.11475 |  | 476.705 | 0.20023 |  | 476.705 | 0.08178 |  | 476.705 | 0.099473
| 480.6632 | 0.16111 |  | 476.9236 | 0.12934 |  | 476.9235 | 0.14707 |  | 480.0695 | 0.32139 |  | 476.9236 | 0.11386 |  | 476.9236 | 0.19732 |  | 476.9235 | 0.0815 |  | 476.9236 | 0.098436
| 480.8857 | 0.16455 |  | 477.1421 | 0.13318 |  | 477.1421 | 0.1492 |  | 480.2922 | 0.32339 |  | 477.1421 | 0.11466 |  | 477.1421 | 0.19299 |  | 477.1421 | 0.08081 |  | 477.1421 | 0.098675
| 481.1083 | 0.16321 |  | 477.3607 | 0.1315 |  | 477.3607 | 0.1479 |  | 480.515 | 0.32419 |  | 477.3607 | 0.114 |  | 477.3607 | 0.1909 |  | 477.3607 | 0.08082 |  | 477.3607 | 0.095843
| 481.3309 | 0.16247 |  | 477.5792 | 0.13245 |  | 477.5792 | 0.14874 |  | 480.7378 | 0.32619 |  | 477.5792 | 0.1148 |  | 477.5792 | 0.18969 |  | 477.5792 | 0.08018 |  | 477.5792 | 0.095671
| 481.5535 | 0.15872 |  | 477.7978 | 0.13179 |  | 477.7978 | 0.15002 |  | 480.9606 | 0.32639 |  | 477.7978 | 0.11364 |  | 477.7978 | 0.18639 |  | 477.7978 | 0.0814 |  | 477.7978 | 0.094842
| 481.7761 | 0.16279 |  | 478.0164 | 0.13098 |  | 478.0164 | 0.14996 |  | 481.1834 | 0.32619 |  | 478.0164 | 0.11465 |  | 478.0164 | 0.18582 |  | 478.0164 | 0.08086 |  | 478.0164 | 0.095611
| 481.9987 | 0.15983 |  | 478.235 | 0.13027 |  | 478.235 | 0.15087 |  | 481.4062 | 0.32419 |  | 478.235 | 0.11366 |  | 478.235 | 0.17979 |  | 478.235 | 0.07786 |  | 478.235 | 0.091168
| 482.2213 | 0.16009 |  | 478.4536 | 0.13238 |  | 478.4536 | 0.15073 |  | 481.629 | 0.32539 |  | 478.4536 | 0.11464 |  | 478.4536 | 0.17975 |  | 478.4536 | 0.07834 |  | 478.4536 | 0.092245
| 482.444 | 0.15434 |  | 478.6722 | 0.12966 |  | 478.6722 | 0.14961 |  | 481.8519 | 0.32619 |  | 478.6722 | 0.11346 |  | 478.6722 | 0.17779 |  | 478.6722 | 0.0791 |  | 478.6722 | 0.089343
| 482.6667 | 0.15981 |  | 478.8909 | 0.12981 |  | 478.8909 | 0.14964 |  | 482.0747 | 0.3276 |  | 478.8909 | 0.11472 |  | 478.8909 | 0.17538 |  | 478.8909 | 0.07914 |  | 478.8909 | 0.092634
| 482.8893 | 0.15845 |  | 479.1095 | 0.12879 |  | 479.1095 | 0.15018 |  | 482.2976 | 0.3296 |  | 479.1095 | 0.11355 |  | 479.1095 | 0.17312 |  | 479.1095 | 0.07719 |  | 479.1095 | 0.088424
| 483.112 | 0.15921 |  | 479.3282 | 0.13427 |  | 479.3282 | 0.14825 |  | 482.5205 | 0.3304 |  | 479.3282 | 0.11509 |  | 479.3282 | 0.17162 |  | 479.3282 | 0.07935 |  | 479.3282 | 0.089394
| 483.3347 | 0.15886 |  | 479.5468 | 0.12971 |  | 479.5468 | 0.14948 |  | 482.7434 | 0.3316 |  | 479.5468 | 0.11399 |  | 479.5468 | 0.16854 |  | 479.5468 | 0.07712 |  | 479.5468 | 0.087367
| 483.5575 | 0.15895 |  | 479.7655 | 0.1318 |  | 479.7655 | 0.15146 |  | 482.9663 | 0.3334 |  | 479.7655 | 0.11559 |  | 479.7655 | 0.16728 |  | 479.7655 | 0.07672 |  | 479.7655 | 0.088305
| 483.7802 | 0.15999 |  | 479.9842 | 0.13059 |  | 479.9842 | 0.15187 |  | 483.1893 | 0.334 |  | 479.9842 | 0.11558 |  | 479.9842 | 0.16782 |  | 479.9842 | 0.07683 |  | 479.9842 | 0.088554
| 484.0029 | 0.1603 |  | 480.2029 | 0.13203 |  | 480.2029 | 0.1523 |  | 483.4122 | 0.3356 |  | 480.2029 | 0.11732 |  | 480.2029 | 0.16551 |  | 480.2029 | 0.07794 |  | 480.2029 | 0.089689
| 484.2257 | 0.15888 |  | 480.4216 | 0.13365 |  | 480.4216 | 0.15278 |  | 483.6352 | 0.33661 |  | 480.4216 | 0.11745 |  | 480.4216 | 0.16496 |  | 480.4216 | 0.07572 |  | 480.4216 | 0.08751
| 484.4484 | 0.15969 |  | 480.6403 | 0.13505 |  | 480.6403 | 0.15445 |  | 483.8582 | 0.33821 |  | 480.6403 | 0.11996 |  | 480.6403 | 0.16307 |  | 480.6403 | 0.07857 |  | 480.6403 | 0.087999
| 484.6712 | 0.16089 |  | 480.8591 | 0.13621 |  | 480.8591 | 0.15447 |  | 484.0811 | 0.33861 |  | 480.8591 | 0.1197 |  | 480.8591 | 0.16546 |  | 480.8591 | 0.07792 |  | 480.8591 | 0.085806
| 484.894 | 0.16263 |  | 481.0778 | 0.14244 |  | 481.0778 | 0.15717 |  | 484.3041 | 0.34021 |  | 481.0778 | 0.12236 |  | 481.0778 | 0.16427 |  | 481.0778 | 0.07959 |  | 481.0778 | 0.086731
| 485.1168 | 0.16041 |  | 481.2966 | 0.13975 |  | 481.2966 | 0.15775 |  | 484.5272 | 0.34041 |  | 481.2966 | 0.12284 |  | 481.2966 | 0.16598 |  | 481.2966 | 0.07731 |  | 481.2966 | 0.087325
| 485.3397 | 0.16225 |  | 481.5153 | 0.14165 |  | 481.5153 | 0.16032 |  | 484.7502 | 0.34201 |  | 481.5153 | 0.12556 |  | 481.5153 | 0.1653 |  | 481.5153 | 0.08035 |  | 481.5153 | 0.089979
| 485.5625 | 0.16211 |  | 481.7341 | 0.14184 |  | 481.7341 | 0.16244 |  | 484.9732 | 0.34341 |  | 481.7341 | 0.12651 |  | 481.7341 | 0.16379 |  | 481.7341 | 0.07767 |  | 481.7341 | 0.087903
| 485.7853 | 0.16426 |  | 481.9529 | 0.14607 |  | 481.9529 | 0.16458 |  | 485.1963 | 0.34522 |  | 481.9529 | 0.12916 |  | 481.9529 | 0.16808 |  | 481.9529 | 0.0822 |  | 481.9529 | 0.088454
| 486.0082 | 0.16291 |  | 482.1717 | 0.14616 |  | 482.1717 | 0.1653 |  | 485.4193 | 0.34602 |  | 482.1717 | 0.13038 |  | 482.1717 | 0.16632 |  | 482.1717 | 0.08058 |  | 482.1717 | 0.08905
| 486.2311 | 0.16432 |  | 482.3905 | 0.14955 |  | 482.3905 | 0.16796 |  | 485.6424 | 0.34482 |  | 482.3905 | 0.13289 |  | 482.3905 | 0.16775 |  | 482.3905 | 0.08133 |  | 482.3905 | 0.08938
| 486.454 | 0.16627 |  | 482.6093 | 0.14694 |  | 482.6093 | 0.1687 |  | 485.8655 | 0.34442 |  | 482.6093 | 0.134 |  | 482.6093 | 0.168 |  | 482.6093 | 0.08154 |  | 482.6093 | 0.089255
| 486.6769 | 0.16867 |  | 482.8282 | 0.1521 |  | 482.8282 | 0.16889 |  | 486.0886 | 0.34742 |  | 482.8282 | 0.13594 |  | 482.8282 | 0.16751 |  | 482.8282 | 0.08335 |  | 482.8282 | 0.089905
| 486.8998 | 0.16643 |  | 483.047 | 0.15564 |  | 483.047 | 0.16943 |  | 486.3118 | 0.34922 |  | 483.047 | 0.13578 |  | 483.047 | 0.16433 |  | 483.047 | 0.08233 |  | 483.047 | 0.088194
| 487.1227 | 0.16788 |  | 483.2659 | 0.15562 |  | 483.2659 | 0.17084 |  | 486.5349 | 0.35022 |  | 483.2659 | 0.1377 |  | 483.2659 | 0.16423 |  | 483.2659 | 0.08336 |  | 483.2659 | 0.088926
| 487.3456 | 0.16843 |  | 483.4847 | 0.15604 |  | 483.4847 | 0.17149 |  | 486.758 | 0.34962 |  | 483.4847 | 0.13804 |  | 483.4847 | 0.1667 |  | 483.4847 | 0.08329 |  | 483.4847 | 0.087582
| 487.5686 | 0.17051 |  | 483.7036 | 0.15533 |  | 483.7036 | 0.17296 |  | 486.9812 | 0.34982 |  | 483.7036 | 0.14031 |  | 483.7036 | 0.16643 |  | 483.7036 | 0.08413 |  | 483.7036 | 0.088996
| 487.7915 | 0.17051 |  | 483.9225 | 0.1561 |  | 483.9225 | 0.17207 |  | 487.2044 | 0.35062 |  | 483.9225 | 0.14042 |  | 483.9225 | 0.16276 |  | 483.9225 | 0.08166 |  | 483.9225 | 0.086996
| 488.0145 | 0.17447 |  | 484.1414 | 0.15667 |  | 484.1414 | 0.17287 |  | 487.4276 | 0.35082 |  | 484.1414 | 0.14224 |  | 484.1414 | 0.16189 |  | 484.1414 | 0.08395 |  | 484.1414 | 0.087098
| 488.2375 | 0.17254 |  | 484.3603 | 0.15811 |  | 484.3603 | 0.17483 |  | 487.6508 | 0.35082 |  | 484.3603 | 0.14157 |  | 484.3603 | 0.16246 |  | 484.3603 | 0.08394 |  | 484.3603 | 0.086892
| 488.4605 | 0.17493 |  | 484.5792 | 0.15834 |  | 484.5792 | 0.17285 |  | 487.874 | 0.35202 |  | 484.5792 | 0.143 |  | 484.5792 | 0.1618 |  | 484.5792 | 0.08365 |  | 484.5792 | 0.088492
| 488.6835 | 0.17588 |  | 484.7982 | 0.15802 |  | 484.7982 | 0.1734 |  | 488.0972 | 0.35262 |  | 484.7982 | 0.1426 |  | 484.7982 | 0.16155 |  | 484.7982 | 0.08189 |  | 484.7982 | 0.087794
| 488.9065 | 0.1803 |  | 485.0171 | 0.1575 |  | 485.0171 | 0.17364 |  | 488.3204 | 0.35222 |  | 485.0171 | 0.14377 |  | 485.0171 | 0.15839 |  | 485.0171 | 0.08402 |  | 485.0171 | 0.084866
| 489.1296 | 0.17984 |  | 485.2361 | 0.15503 |  | 485.2361 | 0.173 |  | 488.5437 | 0.35323 |  | 485.2361 | 0.14408 |  | 485.2361 | 0.15739 |  | 485.2361 | 0.08129 |  | 485.2361 | 0.084833
| 489.3526 | 0.18195 |  | 485.455 | 0.16206 |  | 485.4551 | 0.17277 |  | 488.767 | 0.35403 |  | 485.455 | 0.14594 |  | 485.455 | 0.16097 |  | 485.4551 | 0.08473 |  | 485.455 | 0.085008
| 489.5757 | 0.18255 |  | 485.674 | 0.15438 |  | 485.674 | 0.17202 |  | 488.9903 | 0.35363 |  | 485.674 | 0.14545 |  | 485.674 | 0.15704 |  | 485.674 | 0.0803 |  | 485.674 | 0.087405
| 489.7988 | 0.18179 |  | 485.893 | 0.15827 |  | 485.893 | 0.1727 |  | 489.2135 | 0.35463 |  | 485.893 | 0.14685 |  | 485.893 | 0.15797 |  | 485.893 | 0.08343 |  | 485.893 | 0.084149
| 490.0219 | 0.18638 |  | 486.112 | 0.15804 |  | 486.112 | 0.17031 |  | 489.4368 | 0.35803 |  | 486.112 | 0.1462 |  | 486.112 | 0.15503 |  | 486.112 | 0.08371 |  | 486.112 | 0.083889
| 490.245 | 0.18704 |  | 486.331 | 0.16045 |  | 486.331 | 0.17252 |  | 489.6602 | 0.36083 |  | 486.331 | 0.14807 |  | 486.331 | 0.15816 |  | 486.331 | 0.08509 |  | 486.331 | 0.085783
| 490.4681 | 0.18854 |  | 486.55 | 0.16086 |  | 486.55 | 0.17066 |  | 489.8835 | 0.36464 |  | 486.55 | 0.14752 |  | 486.55 | 0.15359 |  | 486.55 | 0.08153 |  | 486.55 | 0.084633
| 490.6912 | 0.18546 |  | 486.7691 | 0.1578 |  | 486.7691 | 0.16967 |  | 490.1069 | 0.36844 |  | 486.7691 | 0.14853 |  | 486.7691 | 0.15523 |  | 486.7691 | 0.08457 |  | 486.7691 | 0.085482
| 490.9144 | 0.19197 |  | 486.9881 | 0.1591 |  | 486.9881 | 0.17016 |  | 490.3302 | 0.37485 |  | 486.9881 | 0.14855 |  | 486.9881 | 0.15288 |  | 486.9881 | 0.0843 |  | 486.9881 | 0.083169
| 491.1375 | 0.1958 |  | 487.2072 | 0.16045 |  | 487.2072 | 0.16966 |  | 490.5536 | 0.38166 |  | 487.2072 | 0.1495 |  | 487.2072 | 0.15056 |  | 487.2072 | 0.0839 |  | 487.2072 | 0.082717
| 491.3607 | 0.19432 |  | 487.4262 | 0.15871 |  | 487.4262 | 0.16657 |  | 490.777 | 0.38586 |  | 487.4262 | 0.14873 |  | 487.4262 | 0.14968 |  | 487.4262 | 0.08405 |  | 487.4262 | 0.081739
| 491.5839 | 0.19797 |  | 487.6453 | 0.15586 |  | 487.6453 | 0.16519 |  | 491.0004 | 0.39047 |  | 487.6453 | 0.14963 |  | 487.6453 | 0.14845 |  | 487.6453 | 0.08212 |  | 487.6453 | 0.080819
| 491.8071 | 0.20009 |  | 487.8644 | 0.15706 |  | 487.8644 | 0.1636 |  | 491.2238 | 0.39628 |  | 487.8644 | 0.14891 |  | 487.8644 | 0.14907 |  | 487.8644 | 0.08311 |  | 487.8644 | 0.080187
| 492.0303 | 0.20205 |  | 488.0835 | 0.16081 |  | 488.0835 | 0.16468 |  | 491.4472 | 0.40108 |  | 488.0835 | 0.15011 |  | 488.0835 | 0.14681 |  | 488.0835 | 0.08325 |  | 488.0835 | 0.080136
| 492.2535 | 0.20183 |  | 488.3026 | 0.15461 |  | 488.3026 | 0.1631 |  | 491.6707 | 0.40909 |  | 488.3026 | 0.149 |  | 488.3026 | 0.14656 |  | 488.3026 | 0.08196 |  | 488.3026 | 0.07894
| 492.4767 | 0.20642 |  | 488.5217 | 0.15731 |  | 488.5217 | 0.1615 |  | 491.8941 | 0.4149 |  | 488.5217 | 0.14996 |  | 488.5217 | 0.14609 |  | 488.5217 | 0.0847 |  | 488.5217 | 0.079143
| 492.7 | 0.20572 |  | 488.7409 | 0.15568 |  | 488.7409 | 0.15999 |  | 492.1176 | 0.42171 |  | 488.7409 | 0.14937 |  | 488.7409 | 0.14285 |  | 488.7409 | 0.08301 |  | 488.7409 | 0.077598
| 492.9232 | 0.21173 |  | 488.96 | 0.1531 |  | 488.96 | 0.15835 |  | 492.3411 | 0.42371 |  | 488.96 | 0.1502 |  | 488.96 | 0.14237 |  | 488.96 | 0.08251 |  | 488.96 | 0.078755
| 493.1465 | 0.21129 |  | 489.1792 | 0.15397 |  | 489.1792 | 0.15859 |  | 492.5646 | 0.42731 |  | 489.1792 | 0.14913 |  | 489.1792 | 0.13943 |  | 489.1792 | 0.08415 |  | 489.1792 | 0.076752
| 493.3698 | 0.21218 |  | 489.3983 | 0.15743 |  | 489.3983 | 0.15618 |  | 492.7881 | 0.43212 |  | 489.3983 | 0.1506 |  | 489.3983 | 0.14071 |  | 489.3983 | 0.08386 |  | 489.3983 | 0.079056
| 493.5931 | 0.21475 |  | 489.6175 | 0.15674 |  | 489.6175 | 0.15651 |  | 493.0116 | 0.43572 |  | 489.6175 | 0.15099 |  | 489.6175 | 0.13975 |  | 489.6175 | 0.08454 |  | 489.6175 | 0.077156
| 493.8164 | 0.21382 |  | 489.8367 | 0.15536 |  | 489.8367 | 0.15578 |  | 493.2351 | 0.43633 |  | 489.8367 | 0.15285 |  | 489.8367 | 0.14032 |  | 489.8367 | 0.08803 |  | 489.8367 | 0.077561
| 494.0397 | 0.21872 |  | 490.0559 | 0.15806 |  | 490.0559 | 0.15685 |  | 493.4587 | 0.43552 |  | 490.0559 | 0.15311 |  | 490.0559 | 0.14223 |  | 490.0559 | 0.08466 |  | 490.0559 | 0.078181
| 494.263 | 0.22228 |  | 490.2751 | 0.15764 |  | 490.2751 | 0.15882 |  | 493.6823 | 0.43833 |  | 490.2751 | 0.156 |  | 490.2751 | 0.143 |  | 490.2751 | 0.08765 |  | 490.2751 | 0.079816
| 494.4864 | 0.22766 |  | 490.4944 | 0.15935 |  | 490.4943 | 0.15913 |  | 493.9058 | 0.44474 |  | 490.4944 | 0.15714 |  | 490.4944 | 0.14351 |  | 490.4943 | 0.0895 |  | 490.4944 | 0.080772
| 494.7097 | 0.23116 |  | 490.7136 | 0.1642 |  | 490.7136 | 0.16022 |  | 494.1294 | 0.44754 |  | 490.7136 | 0.16054 |  | 490.7136 | 0.14351 |  | 490.7136 | 0.08927 |  | 490.7136 | 0.081744
| 494.9331 | 0.22757 |  | 490.9328 | 0.16763 |  | 490.9328 | 0.16036 |  | 494.353 | 0.45034 |  | 490.9328 | 0.16253 |  | 490.9328 | 0.14536 |  | 490.9328 | 0.09217 |  | 490.9328 | 0.081964
| 495.1565 | 0.23184 |  | 491.1521 | 0.16575 |  | 491.1521 | 0.16173 |  | 494.5766 | 0.44974 |  | 491.1521 | 0.16605 |  | 491.1521 | 0.14649 |  | 491.1521 | 0.09437 |  | 491.1521 | 0.085296
| 495.3799 | 0.23439 |  | 491.3713 | 0.16536 |  | 491.3713 | 0.16424 |  | 494.8003 | 0.44814 |  | 491.3713 | 0.16876 |  | 491.3713 | 0.14923 |  | 491.3713 | 0.0961 |  | 491.3713 | 0.085483
| 495.6033 | 0.23385 |  | 491.5906 | 0.17589 |  | 491.5906 | 0.16779 |  | 495.0239 | 0.44554 |  | 491.5906 | 0.17335 |  | 491.5906 | 0.15236 |  | 491.5906 | 0.09817 |  | 491.5906 | 0.088172
| 495.8268 | 0.23873 |  | 491.8099 | 0.18016 |  | 491.8099 | 0.16916 |  | 495.2476 | 0.44814 |  | 491.8099 | 0.17604 |  | 491.8099 | 0.15259 |  | 491.8099 | 0.10106 |  | 491.8099 | 0.089688
| 496.0502 | 0.24322 |  | 492.0292 | 0.18301 |  | 492.0292 | 0.17341 |  | 495.4712 | 0.44974 |  | 492.0292 | 0.18043 |  | 492.0292 | 0.15653 |  | 492.0292 | 0.10294 |  | 492.0292 | 0.091487
| 496.2736 | 0.24644 |  | 492.2485 | 0.18593 |  | 492.2485 | 0.17425 |  | 495.6949 | 0.45415 |  | 492.2485 | 0.18359 |  | 492.2485 | 0.15861 |  | 492.2485 | 0.1075 |  | 492.2485 | 0.093803
| 496.4971 | 0.24994 |  | 492.4678 | 0.18884 |  | 492.4678 | 0.17679 |  | 495.9186 | 0.45655 |  | 492.4678 | 0.18798 |  | 492.4678 | 0.16276 |  | 492.4678 | 0.10997 |  | 492.4678 | 0.095781
| 496.7206 | 0.24648 |  | 492.6872 | 0.18994 |  | 492.6872 | 0.17757 |  | 496.1423 | 0.46035 |  | 492.6872 | 0.19092 |  | 492.6872 | 0.16429 |  | 492.6872 | 0.11001 |  | 492.6872 | 0.095269
| 496.9441 | 0.24361 |  | 492.9065 | 0.19539 |  | 492.9065 | 0.18032 |  | 496.366 | 0.46376 |  | 492.9065 | 0.1953 |  | 492.9065 | 0.16868 |  | 492.9065 | 0.11469 |  | 492.9065 | 0.098282
| 497.1676 | 0.25318 |  | 493.1259 | 0.19745 |  | 493.1259 | 0.18141 |  | 496.5898 | 0.46896 |  | 493.1259 | 0.1978 |  | 493.1259 | 0.16877 |  | 493.1259 | 0.11444 |  | 493.1259 | 0.099888
| 497.3911 | 0.25175 |  | 493.3452 | 0.19793 |  | 493.3452 | 0.18467 |  | 496.8135 | 0.47457 |  | 493.3452 | 0.20227 |  | 493.3452 | 0.17254 |  | 493.3452 | 0.11921 |  | 493.3452 | 0.1032
| 497.6146 | 0.25033 |  | 493.5646 | 0.20453 |  | 493.5646 | 0.18476 |  | 497.0373 | 0.47597 |  | 493.5646 | 0.2041 |  | 493.5646 | 0.17168 |  | 493.5646 | 0.11941 |  | 493.5646 | 0.10651
| 497.8382 | 0.25287 |  | 493.784 | 0.21033 |  | 493.784 | 0.18755 |  | 497.2611 | 0.47697 |  | 493.784 | 0.2077 |  | 493.784 | 0.17592 |  | 493.784 | 0.12265 |  | 493.784 | 0.10738
| 498.0617 | 0.25298 |  | 494.0034 | 0.2098 |  | 494.0034 | 0.18731 |  | 497.4848 | 0.47978 |  | 494.0034 | 0.20952 |  | 494.0034 | 0.17438 |  | 494.0034 | 0.12461 |  | 494.0034 | 0.10932
| 498.2853 | 0.25924 |  | 494.2228 | 0.21471 |  | 494.2228 | 0.18762 |  | 497.7087 | 0.48398 |  | 494.2228 | 0.2128 |  | 494.2228 | 0.17529 |  | 494.2228 | 0.12669 |  | 494.2228 | 0.11164
| 498.5089 | 0.25659 |  | 494.4422 | 0.21356 |  | 494.4422 | 0.18765 |  | 497.9325 | 0.49079 |  | 494.4422 | 0.21406 |  | 494.4422 | 0.17994 |  | 494.4422 | 0.12939 |  | 494.4422 | 0.11135
| 498.7324 | 0.26083 |  | 494.6617 | 0.21769 |  | 494.6617 | 0.18729 |  | 498.1563 | 0.495 |  | 494.6617 | 0.2174 |  | 494.6617 | 0.18324 |  | 494.6617 | 0.13029 |  | 494.6617 | 0.11325
| 498.9561 | 0.26556 |  | 494.8811 | 0.21687 |  | 494.8811 | 0.18798 |  | 498.3801 | 0.4988 |  | 494.8811 | 0.21897 |  | 494.8811 | 0.18171 |  | 494.8811 | 0.13206 |  | 494.8811 | 0.11508
| 499.1797 | 0.27061 |  | 495.1005 | 0.21802 |  | 495.1005 | 0.19066 |  | 498.604 | 0.4972 |  | 495.1005 | 0.22206 |  | 495.1005 | 0.18343 |  | 495.1005 | 0.13438 |  | 495.1005 | 0.11716
| 499.4033 | 0.26823 |  | 495.32 | 0.2232 |  | 495.32 | 0.19041 |  | 498.8279 | 0.498 |  | 495.32 | 0.2237 |  | 495.32 | 0.18762 |  | 495.32 | 0.13774 |  | 495.32 | 0.11897
| 499.6269 | 0.27432 |  | 495.5395 | 0.22765 |  | 495.5395 | 0.18981 |  | 499.0517 | 0.5004 |  | 495.5395 | 0.22657 |  | 495.5395 | 0.18789 |  | 495.5395 | 0.13483 |  | 495.5395 | 0.12131
| 499.8506 | 0.27494 |  | 495.759 | 0.22698 |  | 495.759 | 0.19117 |  | 499.2756 | 0.50661 |  | 495.759 | 0.22793 |  | 495.759 | 0.18637 |  | 495.759 | 0.13816 |  | 495.759 | 0.12157
| 500.0743 | 0.28056 |  | 495.9785 | 0.23123 |  | 495.9785 | 0.19098 |  | 499.4995 | 0.50701 |  | 495.9785 | 0.23099 |  | 495.9785 | 0.1912 |  | 495.9785 | 0.14188 |  | 495.9785 | 0.12419
| 500.298 | 0.27785 |  | 496.198 | 0.22827 |  | 496.198 | 0.18902 |  | 499.7235 | 0.50661 |  | 496.198 | 0.23256 |  | 496.198 | 0.19044 |  | 496.198 | 0.14353 |  | 496.198 | 0.12376
| 500.5216 | 0.28149 |  | 496.4175 | 0.23345 |  | 496.4175 | 0.19192 |  | 499.9474 | 0.50401 |  | 496.4175 | 0.23513 |  | 496.4175 | 0.19355 |  | 496.4175 | 0.14346 |  | 496.4175 | 0.12721
| 500.7453 | 0.28338 |  | 496.637 | 0.2324 |  | 496.637 | 0.19019 |  | 500.1713 | 0.51021 |  | 496.637 | 0.23651 |  | 496.637 | 0.19364 |  | 496.637 | 0.14847 |  | 496.637 | 0.13102
| 500.9691 | 0.28711 |  | 496.8566 | 0.23852 |  | 496.8566 | 0.19356 |  | 500.3953 | 0.50861 |  | 496.8566 | 0.23916 |  | 496.8566 | 0.19699 |  | 496.8566 | 0.15119 |  | 496.8566 | 0.12966
| 501.1928 | 0.29087 |  | 497.0761 | 0.23817 |  | 497.0761 | 0.19076 |  | 500.6193 | 0.51362 |  | 497.0761 | 0.24015 |  | 497.0761 | 0.19824 |  | 497.0761 | 0.14954 |  | 497.0761 | 0.13237
| 501.4165 | 0.29225 |  | 497.2957 | 0.24349 |  | 497.2957 | 0.1918 |  | 500.8433 | 0.51642 |  | 497.2957 | 0.2433 |  | 497.2957 | 0.19757 |  | 497.2957 | 0.15458 |  | 497.2957 | 0.13554
| 501.6403 | 0.29649 |  | 497.5152 | 0.24227 |  | 497.5152 | 0.19207 |  | 501.0673 | 0.52223 |  | 497.5152 | 0.24432 |  | 497.5152 | 0.19854 |  | 497.5152 | 0.15381 |  | 497.5152 | 0.13688
| 501.8641 | 0.29943 |  | 497.7348 | 0.24849 |  | 497.7348 | 0.19178 |  | 501.2913 | 0.52463 |  | 497.7348 | 0.24716 |  | 497.7348 | 0.20263 |  | 497.7348 | 0.15543 |  | 497.7348 | 0.13882
| 502.0879 | 0.29935 |  | 497.9544 | 0.2436 |  | 497.9544 | 0.19202 |  | 501.5153 | 0.53044 |  | 497.9544 | 0.24818 |  | 497.9544 | 0.20463 |  | 497.9544 | 0.15822 |  | 497.9544 | 0.13991
| 502.3116 | 0.30258 |  | 498.174 | 0.25097 |  | 498.174 | 0.1923 |  | 501.7393 | 0.52944 |  | 498.174 | 0.25109 |  | 498.174 | 0.20861 |  | 498.174 | 0.16103 |  | 498.174 | 0.14203
| 502.5355 | 0.30056 |  | 498.3936 | 0.24997 |  | 498.3936 | 0.19322 |  | 501.9634 | 0.53084 |  | 498.3936 | 0.25234 |  | 498.3936 | 0.20607 |  | 498.3936 | 0.16278 |  | 498.3936 | 0.14271
| 502.7593 | 0.30264 |  | 498.6133 | 0.25469 |  | 498.6133 | 0.1941 |  | 502.1875 | 0.52783 |  | 498.6133 | 0.25602 |  | 498.6133 | 0.20877 |  | 498.6133 | 0.16674 |  | 498.6133 | 0.14612
| 502.9831 | 0.30334 |  | 498.8329 | 0.25163 |  | 498.8329 | 0.19319 |  | 502.4115 | 0.53424 |  | 498.8329 | 0.25714 |  | 498.8329 | 0.21261 |  | 498.8329 | 0.16927 |  | 498.8329 | 0.14753
| 503.207 | 0.30777 |  | 499.0526 | 0.25603 |  | 499.0525 | 0.19317 |  | 502.6356 | 0.53404 |  | 499.0526 | 0.26019 |  | 499.0526 | 0.21224 |  | 499.0525 | 0.16854 |  | 499.0526 | 0.14732
| 503.4308 | 0.30896 |  | 499.2722 | 0.26106 |  | 499.2722 | 0.19373 |  | 502.8597 | 0.53765 |  | 499.2722 | 0.26209 |  | 499.2722 | 0.21406 |  | 499.2722 | 0.17026 |  | 499.2722 | 0.15189
| 503.6547 | 0.3146 |  | 499.4919 | 0.2617 |  | 499.4919 | 0.19472 |  | 503.0838 | 0.53945 |  | 499.4919 | 0.26544 |  | 499.4919 | 0.21685 |  | 499.4919 | 0.17443 |  | 499.4919 | 0.15431
| 503.8786 | 0.31209 |  | 499.7116 | 0.2664 |  | 499.7116 | 0.19495 |  | 503.308 | 0.55447 |  | 499.7116 | 0.2667 |  | 499.7116 | 0.2178 |  | 499.7116 | 0.1769 |  | 499.7116 | 0.1561
| 504.1025 | 0.31641 |  | 499.9313 | 0.27099 |  | 499.9313 | 0.19531 |  | 503.5321 | 0.55507 |  | 499.9313 | 0.2701 |  | 499.9313 | 0.22118 |  | 499.9313 | 0.17874 |  | 499.9313 | 0.16113
| 504.3264 | 0.31782 |  | 500.151 | 0.27132 |  | 500.151 | 0.19686 |  | 503.7563 | 0.56308 |  | 500.151 | 0.27212 |  | 500.151 | 0.22255 |  | 500.151 | 0.17954 |  | 500.151 | 0.15973
| 504.5503 | 0.3235 |  | 500.3707 | 0.27171 |  | 500.3707 | 0.1957 |  | 503.9805 | 0.56168 |  | 500.3707 | 0.27571 |  | 500.3707 | 0.22475 |  | 500.3707 | 0.18315 |  | 500.3707 | 0.16276
| 504.7742 | 0.32364 |  | 500.5904 | 0.27403 |  | 500.5904 | 0.19617 |  | 504.2046 | 0.56608 |  | 500.5904 | 0.27785 |  | 500.5904 | 0.22875 |  | 500.5904 | 0.18524 |  | 500.5904 | 0.16642
| 504.9982 | 0.32444 |  | 500.8102 | 0.27869 |  | 500.8102 | 0.19849 |  | 504.4288 | 0.56768 |  | 500.8102 | 0.28176 |  | 500.8102 | 0.23015 |  | 500.8102 | 0.18992 |  | 500.8102 | 0.16766
| 505.2221 | 0.32497 |  | 501.0299 | 0.28051 |  | 501.0299 | 0.19502 |  | 504.653 | 0.56528 |  | 501.0299 | 0.28413 |  | 501.0299 | 0.23534 |  | 501.0299 | 0.19283 |  | 501.0299 | 0.17254
| 505.4461 | 0.33034 |  | 501.2497 | 0.28553 |  | 501.2497 | 0.20042 |  | 504.8773 | 0.56388 |  | 501.2497 | 0.28834 |  | 501.2497 | 0.23686 |  | 501.2497 | 0.1919 |  | 501.2497 | 0.17319
| 505.6701 | 0.33141 |  | 501.4694 | 0.28638 |  | 501.4694 | 0.19788 |  | 505.1015 | 0.57009 |  | 501.4694 | 0.29104 |  | 501.4694 | 0.23965 |  | 501.4694 | 0.19903 |  | 501.4694 | 0.1745
| 505.8941 | 0.3352 |  | 501.6892 | 0.293 |  | 501.6892 | 0.20168 |  | 505.3258 | 0.57049 |  | 501.6892 | 0.29491 |  | 501.6892 | 0.24088 |  | 501.6892 | 0.19875 |  | 501.6892 | 0.18204
| 506.1181 | 0.33771 |  | 501.909 | 0.28992 |  | 501.909 | 0.20485 |  | 505.55 | 0.5801 |  | 501.909 | 0.29772 |  | 501.909 | 0.24343 |  | 501.909 | 0.20453 |  | 501.909 | 0.18112
| 506.3421 | 0.34332 |  | 502.1288 | 0.29548 |  | 502.1288 | 0.20405 |  | 505.7743 | 0.57769 |  | 502.1288 | 0.3027 |  | 502.1288 | 0.24893 |  | 502.1288 | 0.2054 |  | 502.1288 | 0.18347
| 506.5662 | 0.34508 |  | 502.3486 | 0.29406 |  | 502.3486 | 0.20498 |  | 505.9986 | 0.5859 |  | 502.3486 | 0.30526 |  | 502.3486 | 0.25013 |  | 502.3486 | 0.20934 |  | 502.3486 | 0.18903
| 506.7902 | 0.34707 |  | 502.5685 | 0.30318 |  | 502.5684 | 0.20563 |  | 506.2229 | 0.58951 |  | 502.5685 | 0.30859 |  | 502.5685 | 0.2526 |  | 502.5684 | 0.21211 |  | 502.5685 | 0.19297
| 507.0143 | 0.3468 |  | 502.7883 | 0.30197 |  | 502.7883 | 0.20406 |  | 506.4472 | 0.59111 |  | 502.7883 | 0.30889 |  | 502.7883 | 0.25461 |  | 502.7883 | 0.21577 |  | 502.7883 | 0.19288
| 507.2384 | 0.34727 |  | 503.0081 | 0.30249 |  | 503.0081 | 0.20593 |  | 506.6715 | 0.5805 |  | 503.0081 | 0.31187 |  | 503.0081 | 0.25765 |  | 503.0081 | 0.21655 |  | 503.0081 | 0.19413
| 507.4624 | 0.34998 |  | 503.228 | 0.30423 |  | 503.228 | 0.20333 |  | 506.8958 | 0.5831 |  | 503.228 | 0.31253 |  | 503.228 | 0.25749 |  | 503.228 | 0.21902 |  | 503.228 | 0.19661
| 507.6866 | 0.35396 |  | 503.4478 | 0.30863 |  | 503.4479 | 0.20422 |  | 507.1202 | 0.5841 |  | 503.4478 | 0.3151 |  | 503.4478 | 0.26106 |  | 503.4479 | 0.21668 |  | 503.4478 | 0.20086
| 507.9107 | 0.35511 |  | 503.6677 | 0.30909 |  | 503.6677 | 0.20109 |  | 507.3446 | 0.58911 |  | 503.6677 | 0.31576 |  | 503.6677 | 0.26243 |  | 503.6677 | 0.2231 |  | 503.6677 | 0.20032
| 508.1348 | 0.35783 |  | 503.8876 | 0.31143 |  | 503.8876 | 0.20339 |  | 507.5689 | 0.59011 |  | 503.8876 | 0.3204 |  | 503.8876 | 0.26523 |  | 503.8876 | 0.22656 |  | 503.8876 | 0.20464
| 508.3589 | 0.36408 |  | 504.1075 | 0.31288 |  | 504.1075 | 0.20365 |  | 507.7933 | 0.59552 |  | 504.1075 | 0.32259 |  | 504.1075 | 0.26892 |  | 504.1075 | 0.22706 |  | 504.1075 | 0.20698
| 508.5831 | 0.3684 |  | 504.3274 | 0.31241 |  | 504.3274 | 0.20578 |  | 508.0177 | 0.59992 |  | 504.3274 | 0.32701 |  | 504.3274 | 0.27307 |  | 504.3274 | 0.23359 |  | 504.3274 | 0.21179
| 508.8072 | 0.36847 |  | 504.5474 | 0.31964 |  | 504.5474 | 0.20757 |  | 508.2422 | 0.60052 |  | 504.5474 | 0.32842 |  | 504.5474 | 0.27301 |  | 504.5474 | 0.23305 |  | 504.5474 | 0.21241
| 509.0314 | 0.37372 |  | 504.7673 | 0.32125 |  | 504.7673 | 0.20728 |  | 508.4666 | 0.59932 |  | 504.7673 | 0.3329 |  | 504.7673 | 0.27725 |  | 504.7673 | 0.23514 |  | 504.7673 | 0.2151
| 509.2556 | 0.37308 |  | 504.9872 | 0.3248 |  | 504.9872 | 0.20488 |  | 508.6911 | 0.60473 |  | 504.9872 | 0.33456 |  | 504.9872 | 0.28041 |  | 504.9872 | 0.23808 |  | 504.9872 | 0.21555
| 509.4798 | 0.37301 |  | 505.2072 | 0.32896 |  | 505.2072 | 0.20782 |  | 508.9155 | 0.59812 |  | 505.2072 | 0.33916 |  | 505.2072 | 0.28313 |  | 505.2072 | 0.24142 |  | 505.2072 | 0.2237
| 509.704 | 0.37738 |  | 505.4272 | 0.33116 |  | 505.4271 | 0.20689 |  | 509.14 | 0.59852 |  | 505.4272 | 0.34138 |  | 505.4272 | 0.28756 |  | 505.4271 | 0.24453 |  | 505.4272 | 0.22219
| 509.9282 | 0.37813 |  | 505.6471 | 0.33201 |  | 505.6471 | 0.20865 |  | 509.3645 | 0.59071 |  | 505.6471 | 0.34496 |  | 505.6471 | 0.28937 |  | 505.6471 | 0.24481 |  | 505.6471 | 0.22662
| 510.1525 | 0.37526 |  | 505.8671 | 0.33199 |  | 505.8671 | 0.20862 |  | 509.589 | 0.59892 |  | 505.8671 | 0.34701 |  | 505.8671 | 0.29043 |  | 505.8671 | 0.24753 |  | 505.8671 | 0.23086
| 510.3767 | 0.38175 |  | 506.0871 | 0.33565 |  | 506.0871 | 0.21247 |  | 509.8135 | 0.59492 |  | 506.0871 | 0.35097 |  | 506.0871 | 0.29428 |  | 506.0871 | 0.25254 |  | 506.0871 | 0.23426
| 510.601 | 0.38172 |  | 506.3071 | 0.34173 |  | 506.3071 | 0.21208 |  | 510.038 | 0.59912 |  | 506.3071 | 0.35329 |  | 506.3071 | 0.29661 |  | 506.3071 | 0.25278 |  | 506.3071 | 0.23736
| 510.8253 | 0.38515 |  | 506.5272 | 0.34052 |  | 506.5272 | 0.21154 |  | 510.2625 | 0.60052 |  | 506.5272 | 0.35687 |  | 506.5272 | 0.30131 |  | 506.5272 | 0.25723 |  | 506.5272 | 0.24101
| 511.0496 | 0.3862 |  | 506.7472 | 0.34291 |  | 506.7472 | 0.21184 |  | 510.4871 | 0.59852 |  | 506.7472 | 0.35883 |  | 506.7472 | 0.30556 |  | 506.7472 | 0.25982 |  | 506.7472 | 0.24297
| 511.2739 | 0.38705 |  | 506.9672 | 0.34831 |  | 506.9672 | 0.21228 |  | 510.7116 | 0.59752 |  | 506.9672 | 0.36364 |  | 506.9672 | 0.30731 |  | 506.9672 | 0.26574 |  | 506.9672 | 0.24408
| 511.4982 | 0.38748 |  | 507.1873 | 0.34698 |  | 507.1873 | 0.21063 |  | 510.9362 | 0.60152 |  | 507.1873 | 0.36555 |  | 507.1873 | 0.3104 |  | 507.1873 | 0.26443 |  | 507.1873 | 0.24795
| 511.7225 | 0.38939 |  | 507.4073 | 0.34854 |  | 507.4074 | 0.21264 |  | 511.1608 | 0.59852 |  | 507.4073 | 0.36984 |  | 507.4073 | 0.31657 |  | 507.4074 | 0.26817 |  | 507.4073 | 0.2535
| 511.9468 | 0.38898 |  | 507.6274 | 0.35063 |  | 507.6274 | 0.21227 |  | 511.3854 | 0.59932 |  | 507.6274 | 0.37226 |  | 507.6274 | 0.31608 |  | 507.6274 | 0.26961 |  | 507.6274 | 0.25744
| 512.1712 | 0.39103 |  | 507.8475 | 0.3577 |  | 507.8475 | 0.21573 |  | 511.61 | 0.60192 |  | 507.8475 | 0.37674 |  | 507.8475 | 0.32016 |  | 507.8475 | 0.27299 |  | 507.8475 | 0.25746
| 512.3956 | 0.39184 |  | 508.0676 | 0.36105 |  | 508.0676 | 0.21533 |  | 511.8346 | 0.60313 |  | 508.0676 | 0.37932 |  | 508.0676 | 0.32358 |  | 508.0676 | 0.27919 |  | 508.0676 | 0.25972
| 512.6199 | 0.39281 |  | 508.2877 | 0.3591 |  | 508.2877 | 0.21737 |  | 512.0593 | 0.60012 |  | 508.2877 | 0.38395 |  | 508.2877 | 0.3275 |  | 508.2877 | 0.28265 |  | 508.2877 | 0.26552
| 512.8443 | 0.3925 |  | 508.5078 | 0.36078 |  | 508.5078 | 0.21619 |  | 512.2839 | 0.60272 |  | 508.5078 | 0.3869 |  | 508.5078 | 0.33161 |  | 508.5078 | 0.28446 |  | 508.5078 | 0.26849
| 513.0687 | 0.39255 |  | 508.7279 | 0.36746 |  | 508.7279 | 0.21842 |  | 512.5086 | 0.60793 |  | 508.7279 | 0.39112 |  | 508.7279 | 0.3331 |  | 508.7279 | 0.28827 |  | 508.7279 | 0.27271
| 513.2931 | 0.39548 |  | 508.9481 | 0.36983 |  | 508.9481 | 0.21878 |  | 512.7333 | 0.60232 |  | 508.9481 | 0.39393 |  | 508.9481 | 0.33616 |  | 508.9481 | 0.29179 |  | 508.9481 | 0.27344
| 513.5176 | 0.40198 |  | 509.1682 | 0.37335 |  | 509.1682 | 0.218 |  | 512.958 | 0.59912 |  | 509.1682 | 0.3975 |  | 509.1682 | 0.34143 |  | 509.1682 | 0.29435 |  | 509.1682 | 0.27685
| 513.742 | 0.40435 |  | 509.3884 | 0.37112 |  | 509.3884 | 0.21627 |  | 513.1827 | 0.60493 |  | 509.3884 | 0.39864 |  | 509.3884 | 0.34042 |  | 509.3884 | 0.29215 |  | 509.3884 | 0.28137
| 513.9665 | 0.40739 |  | 509.6086 | 0.3748 |  | 509.6086 | 0.21843 |  | 513.4074 | 0.60453 |  | 509.6086 | 0.40187 |  | 509.6086 | 0.34361 |  | 509.6086 | 0.29763 |  | 509.6086 | 0.28325
| 514.1909 | 0.41127 |  | 509.8288 | 0.37202 |  | 509.8288 | 0.21989 |  | 513.6321 | 0.61073 |  | 509.8288 | 0.40287 |  | 509.8288 | 0.34857 |  | 509.8288 | 0.30134 |  | 509.8288 | 0.28589
| 514.4154 | 0.4123 |  | 510.049 | 0.37861 |  | 510.0489 | 0.2185 |  | 513.8569 | 0.61174 |  | 510.049 | 0.40633 |  | 510.049 | 0.35111 |  | 510.0489 | 0.30212 |  | 510.049 | 0.28702
| 514.6399 | 0.41011 |  | 510.2691 | 0.38251 |  | 510.2691 | 0.21836 |  | 514.0816 | 0.61314 |  | 510.2691 | 0.40769 |  | 510.2691 | 0.35237 |  | 510.2691 | 0.30636 |  | 510.2691 | 0.28885
| 514.8644 | 0.41208 |  | 510.4893 | 0.38539 |  | 510.4894 | 0.21932 |  | 514.3064 | 0.61334 |  | 510.4893 | 0.41051 |  | 510.4893 | 0.35504 |  | 510.4894 | 0.31028 |  | 510.4893 | 0.29246
| 515.0889 | 0.41374 |  | 510.7096 | 0.3821 |  | 510.7096 | 0.21879 |  | 514.5312 | 0.61934 |  | 510.7096 | 0.41172 |  | 510.7096 | 0.35881 |  | 510.7096 | 0.31034 |  | 510.7096 | 0.29516
| 515.3134 | 0.4217 |  | 510.9298 | 0.38461 |  | 510.9298 | 0.22006 |  | 514.756 | 0.62635 |  | 510.9298 | 0.41519 |  | 510.9298 | 0.36058 |  | 510.9298 | 0.31331 |  | 510.9298 | 0.29712
| 515.538 | 0.42078 |  | 511.1501 | 0.38478 |  | 511.1501 | 0.21926 |  | 514.9808 | 0.63196 |  | 511.1501 | 0.41682 |  | 511.1501 | 0.35837 |  | 511.1501 | 0.31039 |  | 511.1501 | 0.30275
| 515.7626 | 0.42539 |  | 511.3703 | 0.39523 |  | 511.3703 | 0.22084 |  | 515.2056 | 0.62956 |  | 511.3703 | 0.42048 |  | 511.3703 | 0.36581 |  | 511.3703 | 0.31357 |  | 511.3703 | 0.30476
| 515.9871 | 0.42292 |  | 511.5906 | 0.39057 |  | 511.5906 | 0.21949 |  | 515.4304 | 0.63877 |  | 511.5906 | 0.42168 |  | 511.5906 | 0.36439 |  | 511.5906 | 0.32056 |  | 511.5906 | 0.3069
| 516.2117 | 0.42649 |  | 511.8109 | 0.39642 |  | 511.8109 | 0.22207 |  | 515.6553 | 0.63777 |  | 511.8109 | 0.42643 |  | 511.8109 | 0.3714 |  | 511.8109 | 0.32267 |  | 511.8109 | 0.31135
| 516.4363 | 0.42817 |  | 512.0312 | 0.39956 |  | 512.0312 | 0.2172 |  | 515.8801 | 0.64057 |  | 512.0312 | 0.42802 |  | 512.0312 | 0.37325 |  | 512.0312 | 0.32723 |  | 512.0312 | 0.31189
| 516.6609 | 0.43518 |  | 512.2515 | 0.39945 |  | 512.2515 | 0.22249 |  | 516.105 | 0.64558 |  | 512.2515 | 0.43167 |  | 512.2515 | 0.3802 |  | 512.2515 | 0.32596 |  | 512.2515 | 0.31896
| 516.8855 | 0.43501 |  | 512.4718 | 0.4022 |  | 512.4718 | 0.22071 |  | 516.3299 | 0.64878 |  | 512.4718 | 0.433 |  | 512.4718 | 0.37971 |  | 512.4718 | 0.3306 |  | 512.4718 | 0.31937
| 517.1101 | 0.44517 |  | 512.6921 | 0.4044 |  | 512.6921 | 0.22249 |  | 516.5548 | 0.64978 |  | 512.6921 | 0.43586 |  | 512.6921 | 0.38251 |  | 512.6921 | 0.33617 |  | 512.6921 | 0.32574
| 517.3348 | 0.44263 |  | 512.9124 | 0.40679 |  | 512.9124 | 0.22045 |  | 516.7797 | 0.64998 |  | 512.9124 | 0.43682 |  | 512.9124 | 0.38153 |  | 512.9124 | 0.33705 |  | 512.9124 | 0.32148
| 517.5594 | 0.45075 |  | 513.1328 | 0.40888 |  | 513.1328 | 0.22262 |  | 517.0046 | 0.64518 |  | 513.1328 | 0.43841 |  | 513.1328 | 0.38787 |  | 513.1328 | 0.33786 |  | 513.1328 | 0.33042
| 517.7841 | 0.45021 |  | 513.3531 | 0.41001 |  | 513.3532 | 0.221 |  | 517.2296 | 0.65299 |  | 513.3531 | 0.43917 |  | 513.3531 | 0.389 |  | 513.3532 | 0.33956 |  | 513.3531 | 0.33105
| 518.0088 | 0.45247 |  | 513.5735 | 0.41155 |  | 513.5735 | 0.22075 |  | 517.4545 | 0.65559 |  | 513.5735 | 0.44287 |  | 513.5735 | 0.39122 |  | 513.5735 | 0.33862 |  | 513.5735 | 0.33493
| 518.2335 | 0.44842 |  | 513.7939 | 0.41429 |  | 513.7939 | 0.22296 |  | 517.6795 | 0.65359 |  | 513.7939 | 0.4446 |  | 513.7939 | 0.39372 |  | 513.7939 | 0.3441 |  | 513.7939 | 0.33636
| 518.4582 | 0.4529 |  | 514.0143 | 0.41814 |  | 514.0143 | 0.22061 |  | 517.9045 | 0.64417 |  | 514.0143 | 0.44707 |  | 514.0143 | 0.3962 |  | 514.0143 | 0.34887 |  | 514.0143 | 0.3384
| 518.6829 | 0.45293 |  | 514.2347 | 0.4184 |  | 514.2347 | 0.22287 |  | 518.1295 | 0.64137 |  | 514.2347 | 0.44849 |  | 514.2347 | 0.39703 |  | 514.2347 | 0.34787 |  | 514.2347 | 0.34593
| 518.9076 | 0.46155 |  | 514.4551 | 0.4214 |  | 514.4551 | 0.22458 |  | 518.3545 | 0.64117 |  | 514.4551 | 0.45141 |  | 514.4551 | 0.39913 |  | 514.4551 | 0.35356 |  | 514.4551 | 0.34762
| 519.1323 | 0.46056 |  | 514.6755 | 0.4159 |  | 514.6755 | 0.22385 |  | 518.5795 | 0.64397 |  | 514.6755 | 0.45244 |  | 514.6755 | 0.40302 |  | 514.6755 | 0.35535 |  | 514.6755 | 0.34864
| 519.3571 | 0.46812 |  | 514.8959 | 0.42859 |  | 514.8959 | 0.22371 |  | 518.8045 | 0.64217 |  | 514.8959 | 0.45623 |  | 514.8959 | 0.40786 |  | 514.8959 | 0.35686 |  | 514.8959 | 0.35222
| 519.5819 | 0.47374 |  | 515.1164 | 0.42714 |  | 515.1164 | 0.22308 |  | 519.0295 | 0.64357 |  | 515.1164 | 0.45688 |  | 515.1164 | 0.40526 |  | 515.1164 | 0.36166 |  | 515.1164 | 0.35438
| 519.8066 | 0.48089 |  | 515.3369 | 0.42999 |  | 515.3369 | 0.22431 |  | 519.2546 | 0.64197 |  | 515.3369 | 0.46062 |  | 515.3369 | 0.41237 |  | 515.3369 | 0.3623 |  | 515.3369 | 0.35952
| 520.0314 | 0.47912 |  | 515.5573 | 0.43002 |  | 515.5573 | 0.22278 |  | 519.4797 | 0.64017 |  | 515.5573 | 0.46178 |  | 515.5573 | 0.41168 |  | 515.5573 | 0.36448 |  | 515.5573 | 0.36203
| 520.2562 | 0.48259 |  | 515.7778 | 0.43636 |  | 515.7778 | 0.22431 |  | 519.7047 | 0.63817 |  | 515.7778 | 0.46528 |  | 515.7778 | 0.4186 |  | 515.7778 | 0.37217 |  | 515.7778 | 0.36161
| 520.481 | 0.47937 |  | 515.9982 | 0.43702 |  | 515.9982 | 0.22571 |  | 519.9298 | 0.63857 |  | 515.9982 | 0.46706 |  | 515.9982 | 0.41978 |  | 515.9982 | 0.37107 |  | 515.9982 | 0.36623
| 520.7059 | 0.48786 |  | 516.2188 | 0.44279 |  | 516.2188 | 0.22315 |  | 520.1549 | 0.64397 |  | 516.2188 | 0.46994 |  | 516.2188 | 0.42171 |  | 516.2188 | 0.37334 |  | 516.2188 | 0.37225
| 520.9307 | 0.4955 |  | 516.4393 | 0.44512 |  | 516.4393 | 0.22579 |  | 520.38 | 0.64518 |  | 516.4393 | 0.47079 |  | 516.4393 | 0.42345 |  | 516.4393 | 0.37912 |  | 516.4393 | 0.37395
| 521.1556 | 0.49779 |  | 516.6598 | 0.44581 |  | 516.6598 | 0.22629 |  | 520.6052 | 0.64117 |  | 516.6598 | 0.47472 |  | 516.6598 | 0.42629 |  | 516.6598 | 0.37762 |  | 516.6598 | 0.38129
| 521.3804 | 0.49685 |  | 516.8803 | 0.44195 |  | 516.8803 | 0.22476 |  | 520.8303 | 0.63697 |  | 516.8803 | 0.47486 |  | 516.8803 | 0.43011 |  | 516.8803 | 0.37986 |  | 516.8803 | 0.37932
| 521.6053 | 0.50208 |  | 517.1008 | 0.44873 |  | 517.1008 | 0.22496 |  | 521.0555 | 0.64237 |  | 517.1008 | 0.47877 |  | 517.1008 | 0.43099 |  | 517.1008 | 0.3823 |  | 517.1008 | 0.38232
| 521.8302 | 0.5083 |  | 517.3214 | 0.45489 |  | 517.3214 | 0.2242 |  | 521.2807 | 0.64958 |  | 517.3214 | 0.47971 |  | 517.3214 | 0.43356 |  | 517.3214 | 0.38382 |  | 517.3214 | 0.38632
| 522.0551 | 0.51594 |  | 517.5419 | 0.45391 |  | 517.5419 | 0.22734 |  | 521.5058 | 0.65339 |  | 517.5419 | 0.48317 |  | 517.5419 | 0.43642 |  | 517.5419 | 0.38959 |  | 517.5419 | 0.39196
| 522.28 | 0.51404 |  | 517.7625 | 0.45101 |  | 517.7625 | 0.22744 |  | 521.731 | 0.65359 |  | 517.7625 | 0.48338 |  | 517.7625 | 0.43688 |  | 517.7625 | 0.38652 |  | 517.7625 | 0.39297
| 522.505 | 0.51044 |  | 517.9831 | 0.4598 |  | 517.9831 | 0.22802 |  | 521.9562 | 0.65919 |  | 517.9831 | 0.48704 |  | 517.9831 | 0.44138 |  | 517.9831 | 0.39663 |  | 517.9831 | 0.39434
| 522.7299 | 0.51658 |  | 518.2037 | 0.46065 |  | 518.2037 | 0.22898 |  | 522.1815 | 0.6642 |  | 518.2037 | 0.49059 |  | 518.2037 | 0.44535 |  | 518.2037 | 0.39942 |  | 518.2037 | 0.39861
| 522.9548 | 0.51733 |  | 518.4243 | 0.46521 |  | 518.4243 | 0.22612 |  | 522.4067 | 0.67141 |  | 518.4243 | 0.4916 |  | 518.4243 | 0.44669 |  | 518.4243 | 0.39816 |  | 518.4243 | 0.40272
| 523.1798 | 0.5182 |  | 518.6449 | 0.46731 |  | 518.6449 | 0.22961 |  | 522.6319 | 0.67681 |  | 518.6449 | 0.49569 |  | 518.6449 | 0.45324 |  | 518.6449 | 0.40408 |  | 518.6449 | 0.40643
| 523.4048 | 0.51901 |  | 518.8655 | 0.46642 |  | 518.8655 | 0.22878 |  | 522.8572 | 0.68222 |  | 518.8655 | 0.49608 |  | 518.8655 | 0.45592 |  | 518.8655 | 0.40192 |  | 518.8655 | 0.40854
| 523.6298 | 0.5162 |  | 519.0862 | 0.47507 |  | 519.0862 | 0.22937 |  | 523.0825 | 0.68162 |  | 519.0862 | 0.50038 |  | 519.0862 | 0.45537 |  | 519.0862 | 0.40724 |  | 519.0862 | 0.41427
| 523.8548 | 0.52342 |  | 519.3068 | 0.47459 |  | 519.3068 | 0.22839 |  | 523.3077 | 0.67621 |  | 519.3068 | 0.50015 |  | 519.3068 | 0.45615 |  | 519.3068 | 0.40924 |  | 519.3068 | 0.41664
| 524.0798 | 0.52329 |  | 519.5275 | 0.47454 |  | 519.5275 | 0.22939 |  | 523.533 | 0.6684 |  | 519.5275 | 0.5013 |  | 519.5275 | 0.45939 |  | 519.5275 | 0.41204 |  | 519.5275 | 0.41623
| 524.3048 | 0.52373 |  | 519.7481 | 0.4774 |  | 519.7481 | 0.22723 |  | 523.7583 | 0.6612 |  | 519.7481 | 0.49962 |  | 519.7481 | 0.45773 |  | 519.7481 | 0.41018 |  | 519.7481 | 0.41754
| 524.5299 | 0.52404 |  | 519.9688 | 0.47841 |  | 519.9688 | 0.22628 |  | 523.9837 | 0.65539 |  | 519.9688 | 0.50063 |  | 519.9688 | 0.45746 |  | 519.9688 | 0.41086 |  | 519.9688 | 0.41825
| 524.7549 | 0.5283 |  | 520.1895 | 0.47498 |  | 520.1895 | 0.22652 |  | 524.209 | 0.65619 |  | 520.1895 | 0.49976 |  | 520.1895 | 0.45666 |  | 520.1895 | 0.41221 |  | 520.1895 | 0.41767
| 524.98 | 0.53126 |  | 520.4102 | 0.47439 |  | 520.4102 | 0.22833 |  | 524.4344 | 0.65859 |  | 520.4102 | 0.50165 |  | 520.4102 | 0.46414 |  | 520.4102 | 0.41365 |  | 520.4102 | 0.41945
| 525.2051 | 0.53138 |  | 520.6309 | 0.47645 |  | 520.6309 | 0.22698 |  | 524.6597 | 0.6626 |  | 520.6309 | 0.50315 |  | 520.6309 | 0.46821 |  | 520.6309 | 0.41504 |  | 520.6309 | 0.42287
| 525.4301 | 0.52582 |  | 520.8516 | 0.4797 |  | 520.8516 | 0.22847 |  | 524.8851 | 0.6658 |  | 520.8516 | 0.50673 |  | 520.8516 | 0.46712 |  | 520.8516 | 0.41724 |  | 520.8516 | 0.42575
| 525.6552 | 0.52507 |  | 521.0723 | 0.48481 |  | 521.0723 | 0.2282 |  | 525.1105 | 0.668 |  | 521.0723 | 0.50716 |  | 521.0723 | 0.46677 |  | 521.0723 | 0.41719 |  | 521.0723 | 0.42719
| 525.8804 | 0.52621 |  | 521.2931 | 0.48542 |  | 521.2931 | 0.22839 |  | 525.3359 | 0.666 |  | 521.2931 | 0.51003 |  | 521.2931 | 0.47119 |  | 521.2931 | 0.42112 |  | 521.2931 | 0.43026
| 526.1055 | 0.53176 |  | 521.5139 | 0.48209 |  | 521.5139 | 0.22987 |  | 525.5613 | 0.6634 |  | 521.5139 | 0.51019 |  | 521.5139 | 0.47168 |  | 521.5139 | 0.4184 |  | 521.5139 | 0.43139
| 526.3306 | 0.53093 |  | 521.7346 | 0.49383 |  | 521.7346 | 0.22829 |  | 525.7867 | 0.66119 |  | 521.7346 | 0.51224 |  | 521.7346 | 0.46813 |  | 521.7346 | 0.42396 |  | 521.7346 | 0.43571
| 526.5558 | 0.53635 |  | 521.9554 | 0.48724 |  | 521.9554 | 0.2282 |  | 526.0122 | 0.66079 |  | 521.9554 | 0.51251 |  | 521.9554 | 0.47488 |  | 521.9554 | 0.42509 |  | 521.9554 | 0.43718
| 526.7809 | 0.53699 |  | 522.1761 | 0.48643 |  | 522.1762 | 0.22944 |  | 526.2376 | 0.6614 |  | 522.1761 | 0.51505 |  | 522.1761 | 0.47648 |  | 522.1762 | 0.42482 |  | 522.1761 | 0.44037
| 527.0061 | 0.53703 |  | 522.397 | 0.49067 |  | 522.397 | 0.22705 |  | 526.4631 | 0.666 |  | 522.397 | 0.51411 |  | 522.397 | 0.4755 |  | 522.397 | 0.42575 |  | 522.397 | 0.43869
| 527.2313 | 0.53687 |  | 522.6177 | 0.49123 |  | 522.6177 | 0.22814 |  | 526.6885 | 0.67261 |  | 522.6177 | 0.51691 |  | 522.6177 | 0.48092 |  | 522.6177 | 0.43034 |  | 522.6177 | 0.43915
| 527.4565 | 0.5336 |  | 522.8386 | 0.49385 |  | 522.8386 | 0.22737 |  | 526.914 | 0.67441 |  | 522.8386 | 0.51643 |  | 522.8386 | 0.48083 |  | 522.8386 | 0.43077 |  | 522.8386 | 0.43737
| 527.6817 | 0.535 |  | 523.0594 | 0.49637 |  | 523.0594 | 0.2271 |  | 527.1395 | 0.67741 |  | 523.0594 | 0.51832 |  | 523.0594 | 0.48436 |  | 523.0594 | 0.43314 |  | 523.0594 | 0.4431
| 527.9069 | 0.53374 |  | 523.2803 | 0.49673 |  | 523.2803 | 0.22954 |  | 527.365 | 0.67862 |  | 523.2803 | 0.51861 |  | 523.2803 | 0.48184 |  | 523.2803 | 0.43364 |  | 523.2803 | 0.44332
| 528.1322 | 0.54016 |  | 523.5011 | 0.49294 |  | 523.5011 | 0.2289 |  | 527.5906 | 0.67962 |  | 523.5011 | 0.52208 |  | 523.5011 | 0.48818 |  | 523.5011 | 0.43152 |  | 523.5011 | 0.44728
| 528.3574 | 0.54054 |  | 523.722 | 0.50238 |  | 523.722 | 0.22944 |  | 527.8161 | 0.68262 |  | 523.722 | 0.52166 |  | 523.722 | 0.48643 |  | 523.722 | 0.4351 |  | 523.722 | 0.44896
| 528.5827 | 0.5395 |  | 523.9428 | 0.49741 |  | 523.9428 | 0.22806 |  | 528.0417 | 0.68562 |  | 523.9428 | 0.52307 |  | 523.9428 | 0.488 |  | 523.9428 | 0.43685 |  | 523.9428 | 0.44977
| 528.808 | 0.5437 |  | 524.1637 | 0.49626 |  | 524.1637 | 0.22956 |  | 528.2672 | 0.68462 |  | 524.1637 | 0.52224 |  | 524.1637 | 0.48859 |  | 524.1637 | 0.43503 |  | 524.1637 | 0.44993
| 529.0332 | 0.54714 |  | 524.3846 | 0.50325 |  | 524.3846 | 0.22721 |  | 528.4928 | 0.68242 |  | 524.3846 | 0.52388 |  | 524.3846 | 0.48867 |  | 524.3846 | 0.43773 |  | 524.3846 | 0.45116
| 529.2586 | 0.54869 |  | 524.6055 | 0.49901 |  | 524.6055 | 0.22716 |  | 528.7184 | 0.67982 |  | 524.6055 | 0.52175 |  | 524.6055 | 0.48645 |  | 524.6055 | 0.43492 |  | 524.6055 | 0.45031
| 529.4839 | 0.55073 |  | 524.8264 | 0.5018 |  | 524.8264 | 0.2265 |  | 528.944 | 0.67922 |  | 524.8264 | 0.52366 |  | 524.8264 | 0.4904 |  | 524.8264 | 0.43604 |  | 524.8264 | 0.45152
| 529.7092 | 0.55115 |  | 525.0474 | 0.50146 |  | 525.0474 | 0.22677 |  | 529.1696 | 0.67661 |  | 525.0474 | 0.52576 |  | 525.0474 | 0.49144 |  | 525.0474 | 0.4363 |  | 525.0474 | 0.45136
| 529.9345 | 0.55129 |  | 525.2682 | 0.50815 |  | 525.2682 | 0.2308 |  | 529.3952 | 0.67661 |  | 525.2682 | 0.53033 |  | 525.2682 | 0.49784 |  | 525.2682 | 0.44342 |  | 525.2682 | 0.45823
| 530.1599 | 0.55164 |  | 525.4892 | 0.50701 |  | 525.4892 | 0.22949 |  | 529.6209 | 0.67741 |  | 525.4892 | 0.53144 |  | 525.4892 | 0.49724 |  | 525.4892 | 0.44381 |  | 525.4892 | 0.45907
| 530.3852 | 0.55777 |  | 525.7101 | 0.50997 |  | 525.7101 | 0.23165 |  | 529.8465 | 0.67581 |  | 525.7101 | 0.53456 |  | 525.7101 | 0.49978 |  | 525.7101 | 0.44441 |  | 525.7101 | 0.45912
| 530.6106 | 0.56309 |  | 525.9312 | 0.50984 |  | 525.9312 | 0.2316 |  | 530.0722 | 0.67441 |  | 525.9312 | 0.53521 |  | 525.9312 | 0.50038 |  | 525.9312 | 0.45153 |  | 525.9312 | 0.4622
| 530.836 | 0.56499 |  | 526.1521 | 0.51454 |  | 526.1521 | 0.23037 |  | 530.2979 | 0.67561 |  | 526.1521 | 0.53816 |  | 526.1521 | 0.50434 |  | 526.1521 | 0.44936 |  | 526.1521 | 0.46482
| 531.0614 | 0.56246 |  | 526.3731 | 0.50853 |  | 526.3731 | 0.23172 |  | 530.5236 | 0.67842 |  | 526.3731 | 0.53702 |  | 526.3731 | 0.5016 |  | 526.3731 | 0.44891 |  | 526.3731 | 0.462
| 531.2868 | 0.56781 |  | 526.5941 | 0.51596 |  | 526.5941 | 0.23248 |  | 530.7493 | 0.68542 |  | 526.5941 | 0.53922 |  | 526.5941 | 0.50656 |  | 526.5941 | 0.44837 |  | 526.5941 | 0.4653
| 531.5122 | 0.56343 |  | 526.8151 | 0.51169 |  | 526.8151 | 0.23165 |  | 530.975 | 0.68803 |  | 526.8151 | 0.538 |  | 526.8151 | 0.50488 |  | 526.8151 | 0.4445 |  | 526.8151 | 0.4688
| 531.7377 | 0.56834 |  | 527.0361 | 0.51159 |  | 527.0361 | 0.23098 |  | 531.2007 | 0.68743 |  | 527.0361 | 0.54047 |  | 527.0361 | 0.50955 |  | 527.0361 | 0.44631 |  | 527.0361 | 0.46723
| 531.9631 | 0.566 |  | 527.2571 | 0.51574 |  | 527.2571 | 0.22946 |  | 531.4264 | 0.68623 |  | 527.2571 | 0.53956 |  | 527.2571 | 0.50924 |  | 527.2571 | 0.44573 |  | 527.2571 | 0.4686
| 532.1886 | 0.56574 |  | 527.4782 | 0.51709 |  | 527.4782 | 0.23185 |  | 531.6522 | 0.68983 |  | 527.4782 | 0.54231 |  | 527.4782 | 0.51017 |  | 527.4782 | 0.45031 |  | 527.4782 | 0.47098
| 532.414 | 0.5593 |  | 527.6992 | 0.5151 |  | 527.6992 | 0.23241 |  | 531.878 | 0.69524 |  | 527.6992 | 0.542 |  | 527.6992 | 0.50941 |  | 527.6992 | 0.45298 |  | 527.6992 | 0.46888
| 532.6395 | 0.56608 |  | 527.9203 | 0.51905 |  | 527.9203 | 0.23157 |  | 532.1037 | 0.69924 |  | 527.9203 | 0.5455 |  | 527.9203 | 0.51303 |  | 527.9203 | 0.4544 |  | 527.9203 | 0.47552
| 532.865 | 0.56459 |  | 528.1414 | 0.51601 |  | 528.1414 | 0.23118 |  | 532.3295 | 0.70264 |  | 528.1414 | 0.54553 |  | 528.1414 | 0.51108 |  | 528.1414 | 0.45403 |  | 528.1414 | 0.47153
| 533.0905 | 0.56855 |  | 528.3624 | 0.52684 |  | 528.3624 | 0.23343 |  | 532.5553 | 0.70645 |  | 528.3624 | 0.54927 |  | 528.3624 | 0.51863 |  | 528.3624 | 0.45317 |  | 528.3624 | 0.47284
| 533.316 | 0.56493 |  | 528.5836 | 0.52417 |  | 528.5836 | 0.23337 |  | 532.7812 | 0.70625 |  | 528.5836 | 0.54938 |  | 528.5836 | 0.51592 |  | 528.5836 | 0.4609 |  | 528.5836 | 0.47781
| 533.5416 | 0.56505 |  | 528.8046 | 0.52731 |  | 528.8046 | 0.23301 |  | 533.007 | 0.70625 |  | 528.8046 | 0.55199 |  | 528.8046 | 0.51881 |  | 528.8046 | 0.46044 |  | 528.8046 | 0.47912
| 533.7671 | 0.56268 |  | 529.0258 | 0.53159 |  | 529.0258 | 0.23571 |  | 533.2328 | 0.70385 |  | 529.0258 | 0.55277 |  | 529.0258 | 0.51725 |  | 529.0258 | 0.45795 |  | 529.0258 | 0.47735
| 533.9927 | 0.56296 |  | 529.2469 | 0.53343 |  | 529.2469 | 0.23534 |  | 533.4587 | 0.70425 |  | 529.2469 | 0.55608 |  | 529.2469 | 0.52301 |  | 529.2469 | 0.45969 |  | 529.2469 | 0.48104
| 534.2183 | 0.55887 |  | 529.468 | 0.53519 |  | 529.468 | 0.23409 |  | 533.6845 | 0.70585 |  | 529.468 | 0.55775 |  | 529.468 | 0.52559 |  | 529.468 | 0.46471 |  | 529.468 | 0.48216
| 534.4438 | 0.56303 |  | 529.6891 | 0.5404 |  | 529.6892 | 0.23739 |  | 533.9104 | 0.70705 |  | 529.6891 | 0.56208 |  | 529.6891 | 0.5321 |  | 529.6892 | 0.46767 |  | 529.6891 | 0.48585
| 534.6694 | 0.56009 |  | 529.9103 | 0.536 |  | 529.9103 | 0.23759 |  | 534.1363 | 0.70104 |  | 529.9103 | 0.56345 |  | 529.9103 | 0.5341 |  | 529.9103 | 0.46965 |  | 529.9103 | 0.48809
| 534.895 | 0.56075 |  | 530.1315 | 0.54296 |  | 530.1315 | 0.23885 |  | 534.3622 | 0.69724 |  | 530.1315 | 0.5675 |  | 530.1315 | 0.53917 |  | 530.1315 | 0.47134 |  | 530.1315 | 0.49434
| 535.1206 | 0.56218 |  | 530.3527 | 0.53978 |  | 530.3527 | 0.23938 |  | 534.5882 | 0.69223 |  | 530.3527 | 0.56806 |  | 530.3527 | 0.53777 |  | 530.3527 | 0.47323 |  | 530.3527 | 0.49437
| 535.3463 | 0.56465 |  | 530.5739 | 0.54315 |  | 530.5738 | 0.24153 |  | 534.8141 | 0.69323 |  | 530.5739 | 0.57298 |  | 530.5739 | 0.54158 |  | 530.5738 | 0.47744 |  | 530.5739 | 0.49528
| 535.5719 | 0.56847 |  | 530.795 | 0.54402 |  | 530.795 | 0.23882 |  | 535.04 | 0.69203 |  | 530.795 | 0.57279 |  | 530.795 | 0.54165 |  | 530.795 | 0.47683 |  | 530.795 | 0.4972
| 535.7976 | 0.56981 |  | 531.0162 | 0.55432 |  | 531.0162 | 0.2421 |  | 535.266 | 0.69063 |  | 531.0162 | 0.57455 |  | 531.0162 | 0.54093 |  | 531.0162 | 0.47479 |  | 531.0162 | 0.49595
| 536.0232 | 0.57305 |  | 531.2375 | 0.54959 |  | 531.2375 | 0.24105 |  | 535.4919 | 0.68883 |  | 531.2375 | 0.57383 |  | 531.2375 | 0.54573 |  | 531.2375 | 0.47612 |  | 531.2375 | 0.50238
| 536.2489 | 0.57664 |  | 531.4587 | 0.54986 |  | 531.4587 | 0.24286 |  | 535.7179 | 0.69223 |  | 531.4587 | 0.57699 |  | 531.4587 | 0.54406 |  | 531.4587 | 0.47933 |  | 531.4587 | 0.49848
| 536.4746 | 0.57969 |  | 531.6799 | 0.55045 |  | 531.6799 | 0.24201 |  | 535.9439 | 0.68843 |  | 531.6799 | 0.57609 |  | 531.6799 | 0.54444 |  | 531.6799 | 0.47823 |  | 531.6799 | 0.50111
| 536.7003 | 0.57903 |  | 531.9012 | 0.55593 |  | 531.9012 | 0.24346 |  | 536.1699 | 0.68943 |  | 531.9012 | 0.57824 |  | 531.9012 | 0.54536 |  | 531.9012 | 0.48158 |  | 531.9012 | 0.50419
| 536.9261 | 0.57898 |  | 532.1225 | 0.5489 |  | 532.1225 | 0.2433 |  | 536.3959 | 0.69023 |  | 532.1225 | 0.57671 |  | 532.1225 | 0.54584 |  | 532.1225 | 0.47916 |  | 532.1225 | 0.49927
| 537.1518 | 0.58166 |  | 532.3438 | 0.55653 |  | 532.3438 | 0.24402 |  | 536.622 | 0.69063 |  | 532.3438 | 0.57936 |  | 532.3438 | 0.54634 |  | 532.3438 | 0.48146 |  | 532.3438 | 0.50468
| 537.3775 | 0.58483 |  | 532.565 | 0.55425 |  | 532.565 | 0.24231 |  | 536.848 | 0.69023 |  | 532.565 | 0.57861 |  | 532.565 | 0.55171 |  | 532.565 | 0.47872 |  | 532.565 | 0.50321
| 537.6033 | 0.59174 |  | 532.7863 | 0.55814 |  | 532.7863 | 0.2418 |  | 537.0741 | 0.68823 |  | 532.7863 | 0.58029 |  | 532.7863 | 0.55359 |  | 532.7863 | 0.48187 |  | 532.7863 | 0.50559
| 537.829 | 0.59099 |  | 533.0076 | 0.55612 |  | 533.0076 | 0.24294 |  | 537.3001 | 0.68783 |  | 533.0076 | 0.57843 |  | 533.0076 | 0.5499 |  | 533.0076 | 0.48214 |  | 533.0076 | 0.50337
| 538.0548 | 0.59557 |  | 533.2289 | 0.56324 |  | 533.2289 | 0.24546 |  | 537.5262 | 0.69003 |  | 533.2289 | 0.58043 |  | 533.2289 | 0.55147 |  | 533.2289 | 0.48429 |  | 533.2289 | 0.50735
| 538.2806 | 0.59725 |  | 533.4503 | 0.56385 |  | 533.4503 | 0.24332 |  | 537.7523 | 0.69183 |  | 533.4503 | 0.57889 |  | 533.4503 | 0.55155 |  | 533.4503 | 0.47621 |  | 533.4503 | 0.50339
| 538.5064 | 0.60024 |  | 533.6716 | 0.55801 |  | 533.6716 | 0.24508 |  | 537.9784 | 0.69664 |  | 533.6716 | 0.58119 |  | 533.6716 | 0.55003 |  | 533.6716 | 0.48201 |  | 533.6716 | 0.50746
| 538.7322 | 0.60221 |  | 533.8929 | 0.56462 |  | 533.8929 | 0.2438 |  | 538.2045 | 0.69323 |  | 533.8929 | 0.58058 |  | 533.8929 | 0.54962 |  | 533.8929 | 0.48271 |  | 533.8929 | 0.50479
| 538.958 | 0.60406 |  | 534.1143 | 0.56425 |  | 534.1143 | 0.2461 |  | 538.4307 | 0.69303 |  | 534.1143 | 0.58283 |  | 534.1143 | 0.55225 |  | 534.1143 | 0.4832 |  | 534.1143 | 0.51105
| 539.1839 | 0.61145 |  | 534.3357 | 0.56386 |  | 534.3357 | 0.24678 |  | 538.6568 | 0.69544 |  | 534.3357 | 0.58155 |  | 534.3357 | 0.55304 |  | 534.3357 | 0.48129 |  | 534.3357 | 0.50856
| 539.4097 | 0.61274 |  | 534.5571 | 0.56568 |  | 534.5571 | 0.24596 |  | 538.883 | 0.69844 |  | 534.5571 | 0.58394 |  | 534.5571 | 0.55491 |  | 534.5571 | 0.48571 |  | 534.5571 | 0.51216
| 539.6356 | 0.61294 |  | 534.7784 | 0.56437 |  | 534.7784 | 0.24584 |  | 539.1091 | 0.69804 |  | 534.7784 | 0.58233 |  | 534.7784 | 0.55422 |  | 534.7784 | 0.48369 |  | 534.7784 | 0.50939
| 539.8615 | 0.61199 |  | 534.9998 | 0.56858 |  | 534.9998 | 0.24764 |  | 539.3353 | 0.70044 |  | 534.9998 | 0.58403 |  | 534.9998 | 0.55375 |  | 534.9998 | 0.4819 |  | 534.9998 | 0.50966
| 540.0874 | 0.61621 |  | 535.2213 | 0.56832 |  | 535.2213 | 0.24688 |  | 539.5615 | 0.69924 |  | 535.2213 | 0.5834 |  | 535.2213 | 0.5533 |  | 535.2213 | 0.48628 |  | 535.2213 | 0.51399
| 540.3133 | 0.61928 |  | 535.4427 | 0.56955 |  | 535.4427 | 0.24706 |  | 539.7877 | 0.70064 |  | 535.4427 | 0.585 |  | 535.4427 | 0.55489 |  | 535.4427 | 0.4861 |  | 535.4427 | 0.51409
| 540.5392 | 0.61948 |  | 535.6641 | 0.56987 |  | 535.6641 | 0.24511 |  | 540.0139 | 0.70385 |  | 535.6641 | 0.58393 |  | 535.6641 | 0.5537 |  | 535.6641 | 0.48466 |  | 535.6641 | 0.51032
| 540.7651 | 0.61827 |  | 535.8856 | 0.57328 |  | 535.8856 | 0.24661 |  | 540.2402 | 0.71126 |  | 535.8856 | 0.58474 |  | 535.8856 | 0.55814 |  | 535.8856 | 0.48465 |  | 535.8856 | 0.51646
| 540.991 | 0.62147 |  | 536.107 | 0.56597 |  | 536.107 | 0.24534 |  | 540.4664 | 0.71466 |  | 536.107 | 0.58417 |  | 536.107 | 0.5586 |  | 536.107 | 0.48764 |  | 536.107 | 0.51468
| 541.217 | 0.62563 |  | 536.3284 | 0.57449 |  | 536.3284 | 0.24709 |  | 540.6927 | 0.72287 |  | 536.3284 | 0.58563 |  | 536.3284 | 0.5598 |  | 536.3284 | 0.48561 |  | 536.3284 | 0.5136
| 541.443 | 0.62701 |  | 536.5499 | 0.57413 |  | 536.5499 | 0.24719 |  | 540.9189 | 0.71846 |  | 536.5499 | 0.58396 |  | 536.5499 | 0.55747 |  | 536.5499 | 0.48922 |  | 536.5499 | 0.51192
| 541.6689 | 0.6321 |  | 536.7714 | 0.57978 |  | 536.7714 | 0.24527 |  | 541.1452 | 0.72247 |  | 536.7714 | 0.58578 |  | 536.7714 | 0.56154 |  | 536.7714 | 0.49003 |  | 536.7714 | 0.51555
| 541.8949 | 0.63221 |  | 536.9929 | 0.57203 |  | 536.9929 | 0.24534 |  | 541.3715 | 0.72167 |  | 536.9929 | 0.58342 |  | 536.9929 | 0.5555 |  | 536.9929 | 0.48669 |  | 536.9929 | 0.51112
| 542.1209 | 0.63585 |  | 537.2144 | 0.57732 |  | 537.2144 | 0.24769 |  | 541.5978 | 0.72788 |  | 537.2144 | 0.58538 |  | 537.2144 | 0.56048 |  | 537.2144 | 0.48505 |  | 537.2144 | 0.51497
| 542.3469 | 0.63054 |  | 537.4359 | 0.5766 |  | 537.4359 | 0.24722 |  | 541.8241 | 0.72547 |  | 537.4359 | 0.58255 |  | 537.4359 | 0.55589 |  | 537.4359 | 0.48829 |  | 537.4359 | 0.51647
| 542.5729 | 0.63287 |  | 537.6575 | 0.58061 |  | 537.6575 | 0.2477 |  | 542.0505 | 0.73048 |  | 537.6575 | 0.58476 |  | 537.6575 | 0.56163 |  | 537.6575 | 0.49079 |  | 537.6575 | 0.51409
| 542.799 | 0.63374 |  | 537.879 | 0.57975 |  | 537.879 | 0.24616 |  | 542.2768 | 0.73228 |  | 537.879 | 0.58309 |  | 537.879 | 0.55846 |  | 537.879 | 0.48847 |  | 537.879 | 0.51441
| 543.025 | 0.63722 |  | 538.1005 | 0.58151 |  | 538.1005 | 0.24795 |  | 542.5032 | 0.73709 |  | 538.1005 | 0.58466 |  | 538.1005 | 0.56001 |  | 538.1005 | 0.48768 |  | 538.1005 | 0.51729
| 543.2511 | 0.63485 |  | 538.3221 | 0.57757 |  | 538.3221 | 0.24853 |  | 542.7295 | 0.73328 |  | 538.3221 | 0.58237 |  | 538.3221 | 0.5586 |  | 538.3221 | 0.4863 |  | 538.3221 | 0.51401
| 543.4772 | 0.63736 |  | 538.5436 | 0.58598 |  | 538.5436 | 0.24762 |  | 542.9559 | 0.73769 |  | 538.5436 | 0.58398 |  | 538.5436 | 0.55925 |  | 538.5436 | 0.49001 |  | 538.5436 | 0.51876
| 543.7032 | 0.63521 |  | 538.7653 | 0.5767 |  | 538.7653 | 0.24762 |  | 543.1823 | 0.73769 |  | 538.7653 | 0.58273 |  | 538.7653 | 0.55966 |  | 538.7653 | 0.49086 |  | 538.7653 | 0.51693
| 543.9293 | 0.63703 |  | 538.9868 | 0.58903 |  | 538.9868 | 0.24871 |  | 543.4087 | 0.73629 |  | 538.9868 | 0.58427 |  | 538.9868 | 0.55989 |  | 538.9868 | 0.48972 |  | 538.9868 | 0.51904
| 544.1554 | 0.63633 |  | 539.2084 | 0.58325 |  | 539.2084 | 0.24899 |  | 543.6351 | 0.73629 |  | 539.2084 | 0.58244 |  | 539.2084 | 0.55928 |  | 539.2084 | 0.48805 |  | 539.2084 | 0.51826
| 544.3816 | 0.64231 |  | 539.4301 | 0.58977 |  | 539.4301 | 0.24869 |  | 543.8616 | 0.73669 |  | 539.4301 | 0.58459 |  | 539.4301 | 0.55712 |  | 539.4301 | 0.48885 |  | 539.4301 | 0.51876
| 544.6077 | 0.64399 |  | 539.6517 | 0.59105 |  | 539.6517 | 0.24933 |  | 544.088 | 0.73809 |  | 539.6517 | 0.58326 |  | 539.6517 | 0.55837 |  | 539.6517 | 0.49126 |  | 539.6517 | 0.51573
| 544.8338 | 0.64905 |  | 539.8733 | 0.58816 |  | 539.8733 | 0.24959 |  | 544.3144 | 0.7455 |  | 539.8733 | 0.58422 |  | 539.8733 | 0.55858 |  | 539.8733 | 0.49243 |  | 539.8733 | 0.52055
| 545.06 | 0.65163 |  | 540.0949 | 0.58745 |  | 540.0949 | 0.25061 |  | 544.5409 | 0.74309 |  | 540.0949 | 0.58283 |  | 540.0949 | 0.55866 |  | 540.0949 | 0.49141 |  | 540.0949 | 0.51858
| 545.2862 | 0.65481 |  | 540.3166 | 0.5906 |  | 540.3166 | 0.25123 |  | 544.7674 | 0.7457 |  | 540.3166 | 0.58529 |  | 540.3166 | 0.56161 |  | 540.3166 | 0.4909 |  | 540.3166 | 0.52315
| 545.5123 | 0.65569 |  | 540.5382 | 0.59055 |  | 540.5382 | 0.25098 |  | 544.9939 | 0.74349 |  | 540.5382 | 0.58369 |  | 540.5382 | 0.56409 |  | 540.5382 | 0.48959 |  | 540.5382 | 0.52096
| 545.7385 | 0.66014 |  | 540.7599 | 0.59707 |  | 540.7599 | 0.25302 |  | 545.2204 | 0.7479 |  | 540.7599 | 0.58567 |  | 540.7599 | 0.56173 |  | 540.7599 | 0.49692 |  | 540.7599 | 0.52345
| 545.9647 | 0.65892 |  | 540.9816 | 0.5966 |  | 540.9816 | 0.25099 |  | 545.4469 | 0.7477 |  | 540.9816 | 0.58432 |  | 540.9816 | 0.5652 |  | 540.9816 | 0.49214 |  | 540.9816 | 0.52526
| 546.191 | 0.66023 |  | 541.2032 | 0.59974 |  | 541.2033 | 0.25265 |  | 545.6734 | 0.7479 |  | 541.2032 | 0.58642 |  | 541.2032 | 0.56606 |  | 541.2033 | 0.49544 |  | 541.2032 | 0.52451
| 546.4172 | 0.66534 |  | 541.425 | 0.60309 |  | 541.425 | 0.25247 |  | 545.9 | 0.7459 |  | 541.425 | 0.58575 |  | 541.425 | 0.56409 |  | 541.425 | 0.49354 |  | 541.425 | 0.5266
| 546.6434 | 0.6683 |  | 541.6467 | 0.60498 |  | 541.6467 | 0.25481 |  | 546.1265 | 0.7517 |  | 541.6467 | 0.58737 |  | 541.6467 | 0.5662 |  | 541.6467 | 0.49758 |  | 541.6467 | 0.52925
| 546.8697 | 0.67157 |  | 541.8684 | 0.601 |  | 541.8684 | 0.25342 |  | 546.3531 | 0.7523 |  | 541.8684 | 0.58674 |  | 541.8684 | 0.56376 |  | 541.8684 | 0.49723 |  | 541.8684 | 0.52607
| 547.0959 | 0.67256 |  | 542.0901 | 0.61259 |  | 542.0901 | 0.25543 |  | 546.5797 | 0.75551 |  | 542.0901 | 0.58906 |  | 542.0901 | 0.5672 |  | 542.0901 | 0.5004 |  | 542.0901 | 0.52789
| 547.3222 | 0.67357 |  | 542.3119 | 0.60836 |  | 542.3119 | 0.25499 |  | 546.8063 | 0.75391 |  | 542.3119 | 0.58834 |  | 542.3119 | 0.56909 |  | 542.3119 | 0.49619 |  | 542.3119 | 0.52938
| 547.5485 | 0.67365 |  | 542.5336 | 0.61378 |  | 542.5336 | 0.25479 |  | 547.0329 | 0.7525 |  | 542.5336 | 0.58922 |  | 542.5336 | 0.56862 |  | 542.5336 | 0.49792 |  | 542.5336 | 0.52972
| 547.7748 | 0.67314 |  | 542.7554 | 0.61532 |  | 542.7554 | 0.25507 |  | 547.2595 | 0.7527 |  | 542.7554 | 0.58955 |  | 542.7554 | 0.57029 |  | 542.7554 | 0.49863 |  | 542.7554 | 0.52866
| 548.0011 | 0.67669 |  | 542.9772 | 0.61929 |  | 542.9772 | 0.2578 |  | 547.4861 | 0.7495 |  | 542.9772 | 0.59143 |  | 542.9772 | 0.5696 |  | 542.9772 | 0.50231 |  | 542.9772 | 0.53621
| 548.2274 | 0.67811 |  | 543.199 | 0.61493 |  | 543.199 | 0.25696 |  | 547.7128 | 0.7447 |  | 543.199 | 0.58962 |  | 543.199 | 0.57008 |  | 543.199 | 0.50013 |  | 543.199 | 0.53264
| 548.4538 | 0.67811 |  | 543.4208 | 0.61771 |  | 543.4208 | 0.25809 |  | 547.9394 | 0.7471 |  | 543.4208 | 0.59197 |  | 543.4208 | 0.57178 |  | 543.4208 | 0.49976 |  | 543.4208 | 0.5326
| 548.6801 | 0.67984 |  | 543.6426 | 0.61711 |  | 543.6426 | 0.25715 |  | 548.1661 | 0.7457 |  | 543.6426 | 0.59013 |  | 543.6426 | 0.56996 |  | 543.6426 | 0.50083 |  | 543.6426 | 0.53121
| 548.9065 | 0.68175 |  | 543.8644 | 0.62364 |  | 543.8644 | 0.26078 |  | 548.3928 | 0.7451 |  | 543.8644 | 0.59217 |  | 543.8644 | 0.57278 |  | 543.8644 | 0.50168 |  | 543.8644 | 0.53447
| 549.1329 | 0.6817 |  | 544.0862 | 0.62149 |  | 544.0862 | 0.25997 |  | 548.6195 | 0.74189 |  | 544.0862 | 0.59119 |  | 544.0862 | 0.5721 |  | 544.0862 | 0.50499 |  | 544.0862 | 0.53406
| 549.3592 | 0.68433 |  | 544.308 | 0.62141 |  | 544.308 | 0.26154 |  | 548.8461 | 0.74009 |  | 544.308 | 0.59243 |  | 544.308 | 0.57507 |  | 544.308 | 0.50491 |  | 544.308 | 0.53501
| 549.5856 | 0.68629 |  | 544.5299 | 0.62215 |  | 544.5299 | 0.2619 |  | 549.0729 | 0.74069 |  | 544.5299 | 0.59031 |  | 544.5299 | 0.57339 |  | 544.5299 | 0.50514 |  | 544.5299 | 0.53582
| 549.8121 | 0.69097 |  | 544.7518 | 0.63025 |  | 544.7518 | 0.26117 |  | 549.2996 | 0.74149 |  | 544.7518 | 0.59294 |  | 544.7518 | 0.57387 |  | 544.7518 | 0.50835 |  | 544.7518 | 0.53485
| 550.0385 | 0.69346 |  | 544.9736 | 0.62631 |  | 544.9736 | 0.26252 |  | 549.5263 | 0.74029 |  | 544.9736 | 0.59022 |  | 544.9736 | 0.5751 |  | 544.9736 | 0.50435 |  | 544.9736 | 0.53387
| 550.2649 | 0.70026 |  | 545.1956 | 0.63473 |  | 545.1956 | 0.262 |  | 549.7531 | 0.74329 |  | 545.1956 | 0.59272 |  | 545.1956 | 0.57641 |  | 545.1956 | 0.50765 |  | 545.1956 | 0.53372
| 550.4914 | 0.70433 |  | 545.4174 | 0.63379 |  | 545.4174 | 0.26262 |  | 549.9799 | 0.7449 |  | 545.4174 | 0.59199 |  | 545.4174 | 0.57516 |  | 545.4174 | 0.50087 |  | 545.4174 | 0.53718
| 550.7178 | 0.7078 |  | 545.6393 | 0.63261 |  | 545.6393 | 0.26224 |  | 550.2066 | 0.7517 |  | 545.6393 | 0.59231 |  | 545.6393 | 0.57587 |  | 545.6393 | 0.50197 |  | 545.6393 | 0.53754
| 550.9443 | 0.71082 |  | 545.8613 | 0.63291 |  | 545.8613 | 0.26182 |  | 550.4334 | 0.7519 |  | 545.8613 | 0.58952 |  | 545.8613 | 0.57207 |  | 545.8613 | 0.50309 |  | 545.8613 | 0.53568
| 551.1708 | 0.71471 |  | 546.0832 | 0.63569 |  | 546.0832 | 0.26424 |  | 550.6602 | 0.75271 |  | 546.0832 | 0.58957 |  | 546.0832 | 0.57364 |  | 546.0832 | 0.50206 |  | 546.0832 | 0.53394
| 551.3973 | 0.71103 |  | 546.3051 | 0.63638 |  | 546.3051 | 0.26082 |  | 550.887 | 0.75351 |  | 546.3051 | 0.58701 |  | 546.3051 | 0.57183 |  | 546.3051 | 0.50077 |  | 546.3051 | 0.53295
| 551.6238 | 0.7154 |  | 546.527 | 0.6327 |  | 546.527 | 0.26235 |  | 551.1138 | 0.75571 |  | 546.527 | 0.58648 |  | 546.527 | 0.57172 |  | 546.527 | 0.49908 |  | 546.527 | 0.53901
| 551.8503 | 0.71717 |  | 546.749 | 0.62622 |  | 546.749 | 0.26023 |  | 551.3407 | 0.75511 |  | 546.749 | 0.58384 |  | 546.749 | 0.57039 |  | 546.749 | 0.50049 |  | 546.749 | 0.53288
| 552.0768 | 0.71888 |  | 546.9709 | 0.63062 |  | 546.971 | 0.26197 |  | 551.5675 | 0.75411 |  | 546.9709 | 0.5856 |  | 546.9709 | 0.56858 |  | 546.971 | 0.50184 |  | 546.9709 | 0.53544
| 552.3034 | 0.72043 |  | 547.1929 | 0.63527 |  | 547.1929 | 0.26178 |  | 551.7944 | 0.75671 |  | 547.1929 | 0.58423 |  | 547.1929 | 0.57115 |  | 547.1929 | 0.50144 |  | 547.1929 | 0.5331
| 552.5299 | 0.72218 |  | 547.4149 | 0.63969 |  | 547.4149 | 0.26386 |  | 552.0213 | 0.75951 |  | 547.4149 | 0.58603 |  | 547.4149 | 0.57166 |  | 547.4149 | 0.50278 |  | 547.4149 | 0.53723
| 552.7565 | 0.72373 |  | 547.6369 | 0.63477 |  | 547.6369 | 0.26283 |  | 552.2482 | 0.76212 |  | 547.6369 | 0.58452 |  | 547.6369 | 0.57225 |  | 547.6369 | 0.49913 |  | 547.6369 | 0.52911
| 552.9831 | 0.72848 |  | 547.8589 | 0.64023 |  | 547.8589 | 0.26352 |  | 552.4751 | 0.76612 |  | 547.8589 | 0.5859 |  | 547.8589 | 0.57277 |  | 547.8589 | 0.49916 |  | 547.8589 | 0.53231
| 553.2097 | 0.72905 |  | 548.0809 | 0.63845 |  | 548.0809 | 0.26469 |  | 552.702 | 0.76772 |  | 548.0809 | 0.58394 |  | 548.0809 | 0.56739 |  | 548.0809 | 0.49721 |  | 548.0809 | 0.52902
| 553.4362 | 0.73086 |  | 548.303 | 0.64576 |  | 548.303 | 0.26578 |  | 552.9289 | 0.76812 |  | 548.303 | 0.58691 |  | 548.303 | 0.57274 |  | 548.303 | 0.50043 |  | 548.303 | 0.53457
| 553.6629 | 0.73122 |  | 548.525 | 0.63799 |  | 548.525 | 0.26662 |  | 553.1558 | 0.76892 |  | 548.525 | 0.58477 |  | 548.525 | 0.57479 |  | 548.525 | 0.49885 |  | 548.525 | 0.53216
| 553.8895 | 0.73411 |  | 548.7471 | 0.64957 |  | 548.7471 | 0.26585 |  | 553.3828 | 0.76612 |  | 548.7471 | 0.58655 |  | 548.7471 | 0.57251 |  | 548.7471 | 0.50517 |  | 548.7471 | 0.53408
| 554.1161 | 0.73521 |  | 548.9691 | 0.6438 |  | 548.9691 | 0.26656 |  | 553.6097 | 0.76412 |  | 548.9691 | 0.58421 |  | 548.9691 | 0.56897 |  | 548.9691 | 0.50172 |  | 548.9691 | 0.53206
| 554.3428 | 0.74244 |  | 549.1912 | 0.64692 |  | 549.1912 | 0.26955 |  | 553.8367 | 0.76612 |  | 549.1912 | 0.58611 |  | 549.1912 | 0.57299 |  | 549.1912 | 0.50195 |  | 549.1912 | 0.53335
| 554.5694 | 0.74243 |  | 549.4133 | 0.64316 |  | 549.4133 | 0.26726 |  | 554.0637 | 0.76953 |  | 549.4133 | 0.58457 |  | 549.4133 | 0.57271 |  | 549.4133 | 0.4995 |  | 549.4133 | 0.53221
| 554.7961 | 0.74499 |  | 549.6353 | 0.65017 |  | 549.6353 | 0.26958 |  | 554.2907 | 0.77293 |  | 549.6353 | 0.58672 |  | 549.6353 | 0.576 |  | 549.6353 | 0.50111 |  | 549.6353 | 0.53283
| 555.0228 | 0.75038 |  | 549.8574 | 0.6411 |  | 549.8574 | 0.26912 |  | 554.5177 | 0.77313 |  | 549.8574 | 0.58456 |  | 549.8574 | 0.57374 |  | 549.8574 | 0.50075 |  | 549.8574 | 0.53052
| 555.2495 | 0.75216 |  | 550.0795 | 0.65008 |  | 550.0795 | 0.26986 |  | 554.7447 | 0.77493 |  | 550.0795 | 0.58646 |  | 550.0795 | 0.57421 |  | 550.0795 | 0.50223 |  | 550.0795 | 0.534
| 555.4762 | 0.75605 |  | 550.3016 | 0.65111 |  | 550.3016 | 0.27004 |  | 554.9718 | 0.77814 |  | 550.3016 | 0.58512 |  | 550.3016 | 0.57585 |  | 550.3016 | 0.49927 |  | 550.3016 | 0.52864
| 555.7029 | 0.75974 |  | 550.5238 | 0.65491 |  | 550.5238 | 0.27107 |  | 555.1988 | 0.77834 |  | 550.5238 | 0.58763 |  | 550.5238 | 0.57463 |  | 550.5238 | 0.50439 |  | 550.5238 | 0.53615
| 555.9297 | 0.76095 |  | 550.7459 | 0.65019 |  | 550.7459 | 0.26956 |  | 555.4259 | 0.77693 |  | 550.7459 | 0.58527 |  | 550.7459 | 0.5762 |  | 550.7459 | 0.50059 |  | 550.7459 | 0.53146
| 556.1564 | 0.76469 |  | 550.9681 | 0.6602 |  | 550.9681 | 0.27126 |  | 555.6529 | 0.77373 |  | 550.9681 | 0.58844 |  | 550.9681 | 0.58002 |  | 550.9681 | 0.50026 |  | 550.9681 | 0.53412
| 556.3832 | 0.76424 |  | 551.1902 | 0.65333 |  | 551.1902 | 0.27267 |  | 555.88 | 0.77113 |  | 551.1902 | 0.58785 |  | 551.1902 | 0.5763 |  | 551.1902 | 0.50076 |  | 551.1902 | 0.53021
| 556.6099 | 0.76374 |  | 551.4124 | 0.65915 |  | 551.4124 | 0.27574 |  | 556.1071 | 0.76933 |  | 551.4124 | 0.5899 |  | 551.4124 | 0.57755 |  | 551.4124 | 0.50235 |  | 551.4124 | 0.53592
| 556.8367 | 0.7658 |  | 551.6346 | 0.66208 |  | 551.6346 | 0.27443 |  | 556.3342 | 0.76792 |  | 551.6346 | 0.59 |  | 551.6346 | 0.58108 |  | 551.6346 | 0.50097 |  | 551.6346 | 0.53497
| 557.0635 | 0.76845 |  | 551.8568 | 0.67087 |  | 551.8568 | 0.27658 |  | 556.5613 | 0.76712 |  | 551.8568 | 0.59255 |  | 551.8568 | 0.58354 |  | 551.8568 | 0.50564 |  | 551.8568 | 0.53781
| 557.2903 | 0.77121 |  | 552.079 | 0.66697 |  | 552.079 | 0.2763 |  | 556.7885 | 0.76712 |  | 552.079 | 0.59206 |  | 552.079 | 0.58229 |  | 552.079 | 0.50235 |  | 552.079 | 0.53856
| 557.5171 | 0.77224 |  | 552.3012 | 0.66864 |  | 552.3012 | 0.27766 |  | 557.0156 | 0.76632 |  | 552.3012 | 0.59454 |  | 552.3012 | 0.58542 |  | 552.3012 | 0.50761 |  | 552.3012 | 0.54116
| 557.744 | 0.77154 |  | 552.5234 | 0.6703 |  | 552.5234 | 0.27898 |  | 557.2428 | 0.76672 |  | 552.5234 | 0.5937 |  | 552.5234 | 0.58417 |  | 552.5234 | 0.50821 |  | 552.5234 | 0.54034
| 557.9708 | 0.77434 |  | 552.7457 | 0.68128 |  | 552.7457 | 0.27955 |  | 557.4699 | 0.76472 |  | 552.7457 | 0.59641 |  | 552.7457 | 0.587 |  | 552.7457 | 0.50774 |  | 552.7457 | 0.54056
| 558.1977 | 0.77793 |  | 552.9679 | 0.67484 |  | 552.9679 | 0.28089 |  | 557.6971 | 0.76452 |  | 552.9679 | 0.59478 |  | 552.9679 | 0.58564 |  | 552.9679 | 0.5055 |  | 552.9679 | 0.54067
| 558.4245 | 0.77707 |  | 553.1902 | 0.67962 |  | 553.1902 | 0.28122 |  | 557.9243 | 0.76452 |  | 553.1902 | 0.59602 |  | 553.1902 | 0.5889 |  | 553.1902 | 0.50872 |  | 553.1902 | 0.54034
| 558.6514 | 0.77493 |  | 553.4124 | 0.67418 |  | 553.4124 | 0.28327 |  | 558.1515 | 0.76412 |  | 553.4124 | 0.59449 |  | 553.4124 | 0.58932 |  | 553.4124 | 0.50664 |  | 553.4124 | 0.54023
| 558.8783 | 0.7769 |  | 553.6347 | 0.67693 |  | 553.6347 | 0.281 |  | 558.3787 | 0.76011 |  | 553.6347 | 0.5965 |  | 553.6347 | 0.58756 |  | 553.6347 | 0.50513 |  | 553.6347 | 0.54095
| 559.1052 | 0.77808 |  | 553.857 | 0.67993 |  | 553.857 | 0.2835 |  | 558.606 | 0.76011 |  | 553.857 | 0.59368 |  | 553.857 | 0.58846 |  | 553.857 | 0.50557 |  | 553.857 | 0.54192
| 559.3321 | 0.7786 |  | 554.0793 | 0.68785 |  | 554.0793 | 0.28323 |  | 558.8332 | 0.75951 |  | 554.0793 | 0.59692 |  | 554.0793 | 0.59083 |  | 554.0793 | 0.50566 |  | 554.0793 | 0.54071
| 559.559 | 0.77514 |  | 554.3016 | 0.68866 |  | 554.3016 | 0.28321 |  | 559.0604 | 0.76011 |  | 554.3016 | 0.59439 |  | 554.3016 | 0.5857 |  | 554.3016 | 0.50213 |  | 554.3016 | 0.53655
| 559.786 | 0.77878 |  | 554.5239 | 0.68809 |  | 554.5239 | 0.28589 |  | 559.2877 | 0.75971 |  | 554.5239 | 0.59684 |  | 554.5239 | 0.58565 |  | 554.5239 | 0.50624 |  | 554.5239 | 0.54018
| 560.0129 | 0.78341 |  | 554.7462 | 0.69213 |  | 554.7462 | 0.28602 |  | 559.515 | 0.76132 |  | 554.7462 | 0.59434 |  | 554.7462 | 0.58436 |  | 554.7462 | 0.50664 |  | 554.7462 | 0.5381
| 560.2399 | 0.78531 |  | 554.9686 | 0.69523 |  | 554.9686 | 0.28617 |  | 559.7423 | 0.75991 |  | 554.9686 | 0.59621 |  | 554.9686 | 0.59161 |  | 554.9686 | 0.50811 |  | 554.9686 | 0.53948
| 560.4669 | 0.78538 |  | 555.1909 | 0.69215 |  | 555.1909 | 0.2856 |  | 559.9696 | 0.76092 |  | 555.1909 | 0.59476 |  | 555.1909 | 0.58816 |  | 555.1909 | 0.50438 |  | 555.1909 | 0.53976
| 560.6938 | 0.78615 |  | 555.4133 | 0.69048 |  | 555.4133 | 0.2883 |  | 560.1969 | 0.76071 |  | 555.4133 | 0.59568 |  | 555.4133 | 0.59139 |  | 555.4133 | 0.50981 |  | 555.4133 | 0.54335
| 560.9208 | 0.78538 |  | 555.6356 | 0.6903 |  | 555.6356 | 0.28946 |  | 560.4242 | 0.76232 |  | 555.6356 | 0.59528 |  | 555.6356 | 0.58935 |  | 555.6356 | 0.50585 |  | 555.6356 | 0.54201
| 561.1478 | 0.7857 |  | 555.858 | 0.69673 |  | 555.858 | 0.29186 |  | 560.6516 | 0.76212 |  | 555.858 | 0.59719 |  | 555.858 | 0.59161 |  | 555.858 | 0.50976 |  | 555.858 | 0.53945
| 561.3749 | 0.78145 |  | 556.0804 | 0.69618 |  | 556.0804 | 0.28874 |  | 560.8789 | 0.76312 |  | 556.0804 | 0.59361 |  | 556.0804 | 0.58768 |  | 556.0804 | 0.50533 |  | 556.0804 | 0.53766
| 561.6019 | 0.78529 |  | 556.3028 | 0.69746 |  | 556.3028 | 0.28978 |  | 561.1063 | 0.76172 |  | 556.3028 | 0.59621 |  | 556.3028 | 0.58722 |  | 556.3028 | 0.50219 |  | 556.3028 | 0.53881
| 561.8289 | 0.78977 |  | 556.5252 | 0.6966 |  | 556.5252 | 0.2871 |  | 561.3337 | 0.76172 |  | 556.5252 | 0.59274 |  | 556.5252 | 0.58803 |  | 556.5252 | 0.50447 |  | 556.5252 | 0.53807
| 562.056 | 0.79469 |  | 556.7476 | 0.69586 |  | 556.7476 | 0.29093 |  | 561.561 | 0.76252 |  | 556.7476 | 0.5938 |  | 556.7476 | 0.58821 |  | 556.7476 | 0.50468 |  | 556.7476 | 0.53573
| 562.2831 | 0.79946 |  | 556.97 | 0.69564 |  | 556.97 | 0.29134 |  | 561.7884 | 0.76432 |  | 556.97 | 0.59035 |  | 556.97 | 0.58777 |  | 556.97 | 0.50471 |  | 556.97 | 0.53336
| 562.5101 | 0.80288 |  | 557.1925 | 0.70385 |  | 557.1925 | 0.29067 |  | 562.0158 | 0.76132 |  | 557.1925 | 0.59227 |  | 557.1925 | 0.58576 |  | 557.1925 | 0.50465 |  | 557.1925 | 0.53834
| 562.7372 | 0.80433 |  | 557.4149 | 0.69215 |  | 557.4149 | 0.29116 |  | 562.2433 | 0.76152 |  | 557.4149 | 0.59035 |  | 557.4149 | 0.58699 |  | 557.4149 | 0.49946 |  | 557.4149 | 0.53388
| 562.9643 | 0.80859 |  | 557.6374 | 0.69816 |  | 557.6374 | 0.29317 |  | 562.4707 | 0.75931 |  | 557.6374 | 0.59349 |  | 557.6374 | 0.58919 |  | 557.6374 | 0.50448 |  | 557.6374 | 0.53619
| 563.1915 | 0.80765 |  | 557.8599 | 0.70091 |  | 557.8599 | 0.29316 |  | 562.6982 | 0.75891 |  | 557.8599 | 0.59098 |  | 557.8599 | 0.58701 |  | 557.8599 | 0.50581 |  | 557.8599 | 0.53159
| 563.4186 | 0.8108 |  | 558.0823 | 0.70301 |  | 558.0823 | 0.29545 |  | 562.9256 | 0.75831 |  | 558.0823 | 0.59376 |  | 558.0823 | 0.58954 |  | 558.0823 | 0.50425 |  | 558.0823 | 0.53949
| 563.6457 | 0.8132 |  | 558.3049 | 0.70471 |  | 558.3049 | 0.29356 |  | 563.1531 | 0.75811 |  | 558.3049 | 0.59202 |  | 558.3049 | 0.59141 |  | 558.3049 | 0.50572 |  | 558.3049 | 0.53467
| 563.8729 | 0.8182 |  | 558.5273 | 0.71081 |  | 558.5273 | 0.29685 |  | 563.3806 | 0.75551 |  | 558.5273 | 0.59492 |  | 558.5273 | 0.59159 |  | 558.5273 | 0.50901 |  | 558.5273 | 0.53992
| 564.1001 | 0.82135 |  | 558.7499 | 0.71289 |  | 558.7499 | 0.2978 |  | 563.6081 | 0.75491 |  | 558.7499 | 0.59412 |  | 558.7499 | 0.59216 |  | 558.7499 | 0.50818 |  | 558.7499 | 0.5358
| 564.3272 | 0.82208 |  | 558.9724 | 0.71923 |  | 558.9724 | 0.29994 |  | 563.8356 | 0.7523 |  | 558.9724 | 0.59583 |  | 558.9724 | 0.59442 |  | 558.9724 | 0.50651 |  | 558.9724 | 0.53645
| 564.5544 | 0.82141 |  | 559.1949 | 0.71571 |  | 559.1949 | 0.30061 |  | 564.0631 | 0.75411 |  | 559.1949 | 0.59484 |  | 559.1949 | 0.59204 |  | 559.1949 | 0.50412 |  | 559.1949 | 0.5352
| 564.7816 | 0.8241 |  | 559.4175 | 0.72357 |  | 559.4175 | 0.30244 |  | 564.2906 | 0.7509 |  | 559.4175 | 0.59725 |  | 559.4175 | 0.59393 |  | 559.4175 | 0.50792 |  | 559.4175 | 0.5402
| 565.0088 | 0.82552 |  | 559.64 | 0.72124 |  | 559.64 | 0.30224 |  | 564.5181 | 0.7519 |  | 559.64 | 0.59638 |  | 559.64 | 0.59629 |  | 559.64 | 0.50363 |  | 559.64 | 0.5396
| 565.236 | 0.82865 |  | 559.8625 | 0.71893 |  | 559.8626 | 0.30188 |  | 564.7457 | 0.7503 |  | 559.8625 | 0.59885 |  | 559.8625 | 0.59992 |  | 559.8626 | 0.50801 |  | 559.8625 | 0.53839
| 565.4633 | 0.83239 |  | 560.0851 | 0.72465 |  | 560.0851 | 0.30153 |  | 564.9733 | 0.7501 |  | 560.0851 | 0.59649 |  | 560.0851 | 0.59723 |  | 560.0851 | 0.50596 |  | 560.0851 | 0.54051
| 565.6905 | 0.83609 |  | 560.3077 | 0.73115 |  | 560.3077 | 0.30434 |  | 565.2009 | 0.7477 |  | 560.3077 | 0.59836 |  | 560.3077 | 0.59769 |  | 560.3077 | 0.50861 |  | 560.3077 | 0.54195
| 565.9178 | 0.83514 |  | 560.5303 | 0.72654 |  | 560.5303 | 0.30509 |  | 565.4284 | 0.7489 |  | 560.5303 | 0.59669 |  | 560.5303 | 0.59873 |  | 560.5303 | 0.51038 |  | 560.5303 | 0.53899
| 566.145 | 0.8387 |  | 560.7529 | 0.73445 |  | 560.7529 | 0.30472 |  | 565.6561 | 0.7469 |  | 560.7529 | 0.59883 |  | 560.7529 | 0.60266 |  | 560.7529 | 0.5094 |  | 560.7529 | 0.54473
| 566.3723 | 0.83815 |  | 560.9755 | 0.72885 |  | 560.9755 | 0.30655 |  | 565.8837 | 0.7489 |  | 560.9755 | 0.59608 |  | 560.9755 | 0.59692 |  | 560.9755 | 0.50585 |  | 560.9755 | 0.53925
| 566.5996 | 0.83914 |  | 561.1982 | 0.73319 |  | 561.1982 | 0.30754 |  | 566.1113 | 0.7449 |  | 561.1982 | 0.5981 |  | 561.1982 | 0.60185 |  | 561.1982 | 0.50953 |  | 561.1982 | 0.54075
| 566.8269 | 0.8406 |  | 561.4208 | 0.73115 |  | 561.4208 | 0.30837 |  | 566.3389 | 0.7493 |  | 561.4208 | 0.59632 |  | 561.4208 | 0.59894 |  | 561.4208 | 0.50726 |  | 561.4208 | 0.53838
| 567.0543 | 0.8428 |  | 561.6434 | 0.7409 |  | 561.6434 | 0.30789 |  | 566.5666 | 0.7477 |  | 561.6434 | 0.59894 |  | 561.6434 | 0.59812 |  | 561.6434 | 0.51063 |  | 561.6434 | 0.54436
| 567.2816 | 0.84509 |  | 561.8661 | 0.74155 |  | 561.8661 | 0.30875 |  | 566.7943 | 0.7517 |  | 561.8661 | 0.59687 |  | 561.8661 | 0.60014 |  | 561.8661 | 0.50625 |  | 561.8661 | 0.53732
| 567.5089 | 0.8492 |  | 562.0887 | 0.74142 |  | 562.0888 | 0.31082 |  | 567.0219 | 0.7491 |  | 562.0887 | 0.59869 |  | 562.0887 | 0.60128 |  | 562.0888 | 0.50882 |  | 562.0887 | 0.54271
| 567.7363 | 0.85321 |  | 562.3114 | 0.74259 |  | 562.3114 | 0.31005 |  | 567.2496 | 0.7517 |  | 562.3114 | 0.59685 |  | 562.3114 | 0.5991 |  | 562.3114 | 0.50777 |  | 562.3114 | 0.53705
| 567.9636 | 0.85637 |  | 562.5341 | 0.74728 |  | 562.5341 | 0.30937 |  | 567.4773 | 0.7483 |  | 562.5341 | 0.5983 |  | 562.5341 | 0.60414 |  | 562.5341 | 0.50862 |  | 562.5341 | 0.54153
| 568.191 | 0.85738 |  | 562.7568 | 0.74595 |  | 562.7568 | 0.31236 |  | 567.705 | 0.75471 |  | 562.7568 | 0.59585 |  | 562.7568 | 0.60053 |  | 562.7568 | 0.50707 |  | 562.7568 | 0.53947
| 568.4184 | 0.85553 |  | 562.9795 | 0.75169 |  | 562.9795 | 0.31203 |  | 567.9328 | 0.7509 |  | 562.9795 | 0.59767 |  | 562.9795 | 0.59874 |  | 562.9795 | 0.50776 |  | 562.9795 | 0.5399
| 568.6458 | 0.85465 |  | 563.2022 | 0.74712 |  | 563.2022 | 0.31138 |  | 568.1605 | 0.7509 |  | 563.2022 | 0.59523 |  | 563.2022 | 0.60014 |  | 563.2022 | 0.50429 |  | 563.2022 | 0.53898
| 568.8732 | 0.85467 |  | 563.425 | 0.75378 |  | 563.425 | 0.31354 |  | 568.3882 | 0.7513 |  | 563.425 | 0.59647 |  | 563.425 | 0.59827 |  | 563.425 | 0.50484 |  | 563.425 | 0.53926
| 569.1006 | 0.85224 |  | 563.6477 | 0.75395 |  | 563.6477 | 0.31385 |  | 568.616 | 0.7489 |  | 563.6477 | 0.59458 |  | 563.6477 | 0.59597 |  | 563.6477 | 0.5064 |  | 563.6477 | 0.53607
| 569.3281 | 0.85511 |  | 563.8704 | 0.7558 |  | 563.8704 | 0.31527 |  | 568.8438 | 0.7461 |  | 563.8704 | 0.59568 |  | 563.8704 | 0.5988 |  | 563.8704 | 0.50649 |  | 563.8704 | 0.53986
| 569.5555 | 0.85486 |  | 564.0932 | 0.75384 |  | 564.0932 | 0.3134 |  | 569.0716 | 0.7489 |  | 564.0932 | 0.59325 |  | 564.0932 | 0.60041 |  | 564.0932 | 0.50617 |  | 564.0932 | 0.53709
| 569.783 | 0.8576 |  | 564.316 | 0.75503 |  | 564.316 | 0.31833 |  | 569.2993 | 0.74429 |  | 564.316 | 0.59431 |  | 564.316 | 0.60255 |  | 564.316 | 0.50574 |  | 564.316 | 0.53784
| 570.0104 | 0.86284 |  | 564.5388 | 0.7572 |  | 564.5388 | 0.31672 |  | 569.5272 | 0.7457 |  | 564.5388 | 0.59217 |  | 564.5388 | 0.59933 |  | 564.5388 | 0.50751 |  | 564.5388 | 0.53724
| 570.2379 | 0.85998 |  | 564.7615 | 0.76633 |  | 564.7615 | 0.31837 |  | 569.755 | 0.74009 |  | 564.7615 | 0.59388 |  | 564.7615 | 0.60086 |  | 564.7615 | 0.50657 |  | 564.7615 | 0.53878
| 570.4654 | 0.85347 |  | 564.9843 | 0.76409 |  | 564.9843 | 0.31686 |  | 569.9828 | 0.73969 |  | 564.9843 | 0.59169 |  | 564.9843 | 0.59758 |  | 564.9843 | 0.50318 |  | 564.9843 | 0.53628
| 570.6929 | 0.85023 |  | 565.2072 | 0.76958 |  | 565.2071 | 0.31967 |  | 570.2106 | 0.73548 |  | 565.2072 | 0.59285 |  | 565.2072 | 0.59886 |  | 565.2071 | 0.50798 |  | 565.2072 | 0.53774
| 570.9204 | 0.85145 |  | 565.4299 | 0.76743 |  | 565.4299 | 0.3208 |  | 570.4385 | 0.73348 |  | 565.4299 | 0.59239 |  | 565.4299 | 0.60111 |  | 565.4299 | 0.50489 |  | 565.4299 | 0.53634
| 571.148 | 0.85143 |  | 565.6528 | 0.77384 |  | 565.6528 | 0.32343 |  | 570.6664 | 0.72627 |  | 565.6528 | 0.59401 |  | 565.6528 | 0.60134 |  | 565.6528 | 0.50848 |  | 565.6528 | 0.54253
| 571.3755 | 0.85166 |  | 565.8756 | 0.77517 |  | 565.8756 | 0.32178 |  | 570.8942 | 0.72567 |  | 565.8756 | 0.59174 |  | 565.8756 | 0.59607 |  | 565.8756 | 0.50722 |  | 565.8756 | 0.53969
| 571.6031 | 0.85701 |  | 566.0984 | 0.77541 |  | 566.0984 | 0.32449 |  | 571.1221 | 0.72027 |  | 566.0984 | 0.5942 |  | 566.0984 | 0.60376 |  | 566.0984 | 0.50406 |  | 566.0984 | 0.54289
| 571.8306 | 0.85891 |  | 566.3214 | 0.77598 |  | 566.3214 | 0.3242 |  | 571.35 | 0.72427 |  | 566.3214 | 0.59333 |  | 566.3214 | 0.60352 |  | 566.3214 | 0.51041 |  | 566.3214 | 0.53964
| 572.0582 | 0.86119 |  | 566.5442 | 0.78537 |  | 566.5442 | 0.32849 |  | 571.5779 | 0.72127 |  | 566.5442 | 0.5967 |  | 566.5442 | 0.60481 |  | 566.5442 | 0.51218 |  | 566.5442 | 0.54209
| 572.2858 | 0.86122 |  | 566.7671 | 0.78731 |  | 566.7671 | 0.32778 |  | 571.8059 | 0.72207 |  | 566.7671 | 0.59453 |  | 566.7671 | 0.60161 |  | 566.7671 | 0.50873 |  | 566.7671 | 0.54318
| 572.5134 | 0.86128 |  | 566.99 | 0.78899 |  | 566.99 | 0.32883 |  | 572.0338 | 0.71987 |  | 566.99 | 0.59631 |  | 566.99 | 0.60533 |  | 566.99 | 0.51028 |  | 566.99 | 0.54355
| 572.741 | 0.8644 |  | 567.2129 | 0.79127 |  | 567.2129 | 0.32949 |  | 572.2618 | 0.72087 |  | 567.2129 | 0.59513 |  | 567.2129 | 0.60456 |  | 567.2129 | 0.50885 |  | 567.2129 | 0.54526
| 572.9686 | 0.86504 |  | 567.4358 | 0.7947 |  | 567.4358 | 0.33094 |  | 572.4897 | 0.71706 |  | 567.4358 | 0.59814 |  | 567.4358 | 0.60828 |  | 567.4358 | 0.50975 |  | 567.4358 | 0.5444
| 573.1963 | 0.86704 |  | 567.6587 | 0.79693 |  | 567.6587 | 0.33218 |  | 572.7177 | 0.71746 |  | 567.6587 | 0.59545 |  | 567.6587 | 0.60426 |  | 567.6587 | 0.511 |  | 567.6587 | 0.5451
| 573.4239 | 0.86531 |  | 567.8817 | 0.80441 |  | 567.8817 | 0.33237 |  | 572.9457 | 0.71065 |  | 567.8817 | 0.5976 |  | 567.8817 | 0.60578 |  | 567.8817 | 0.51577 |  | 567.8817 | 0.54681
| 573.6516 | 0.86746 |  | 568.1046 | 0.79817 |  | 568.1046 | 0.33135 |  | 573.1737 | 0.71005 |  | 568.1046 | 0.59499 |  | 568.1046 | 0.60414 |  | 568.1046 | 0.51029 |  | 568.1046 | 0.54617
| 573.8792 | 0.87335 |  | 568.3275 | 0.80575 |  | 568.3275 | 0.3345 |  | 573.4017 | 0.70605 |  | 568.3275 | 0.59661 |  | 568.3275 | 0.60848 |  | 568.3275 | 0.513 |  | 568.3275 | 0.54338
| 574.1069 | 0.87453 |  | 568.5505 | 0.80773 |  | 568.5505 | 0.33619 |  | 573.6297 | 0.70725 |  | 568.5505 | 0.59388 |  | 568.5505 | 0.60373 |  | 568.5505 | 0.51246 |  | 568.5505 | 0.54511
| 574.3346 | 0.87729 |  | 568.7734 | 0.81077 |  | 568.7734 | 0.33645 |  | 573.8578 | 0.70525 |  | 568.7734 | 0.59589 |  | 568.7734 | 0.60969 |  | 568.7734 | 0.51267 |  | 568.7734 | 0.54534
| 574.5623 | 0.87659 |  | 568.9964 | 0.81116 |  | 568.9964 | 0.33673 |  | 574.0858 | 0.70665 |  | 568.9964 | 0.59327 |  | 568.9964 | 0.60394 |  | 568.9964 | 0.51371 |  | 568.9964 | 0.54322
| 574.79 | 0.87662 |  | 569.2194 | 0.81592 |  | 569.2194 | 0.33692 |  | 574.3139 | 0.70445 |  | 569.2194 | 0.59407 |  | 569.2194 | 0.60571 |  | 569.2194 | 0.51252 |  | 569.2194 | 0.54352
| 575.0178 | 0.87629 |  | 569.4424 | 0.81887 |  | 569.4424 | 0.3376 |  | 574.5419 | 0.70325 |  | 569.4424 | 0.59163 |  | 569.4424 | 0.60727 |  | 569.4424 | 0.51203 |  | 569.4424 | 0.5424
| 575.2455 | 0.87945 |  | 569.6654 | 0.82236 |  | 569.6654 | 0.33919 |  | 574.77 | 0.69964 |  | 569.6654 | 0.59314 |  | 569.6654 | 0.60603 |  | 569.6654 | 0.51155 |  | 569.6654 | 0.5436
| 575.4733 | 0.88231 |  | 569.8884 | 0.81792 |  | 569.8884 | 0.33743 |  | 574.9981 | 0.69984 |  | 569.8884 | 0.58994 |  | 569.8884 | 0.6035 |  | 569.8884 | 0.50844 |  | 569.8884 | 0.54234
| 575.701 | 0.88813 |  | 570.1115 | 0.81797 |  | 570.1115 | 0.34036 |  | 575.2262 | 0.69944 |  | 570.1115 | 0.59134 |  | 570.1115 | 0.60389 |  | 570.1115 | 0.51095 |  | 570.1115 | 0.54185
| 575.9288 | 0.89077 |  | 570.3345 | 0.82032 |  | 570.3345 | 0.33816 |  | 575.4543 | 0.70184 |  | 570.3345 | 0.58788 |  | 570.3345 | 0.60205 |  | 570.3345 | 0.50984 |  | 570.3345 | 0.54266
| 576.1566 | 0.88897 |  | 570.5576 | 0.82506 |  | 570.5576 | 0.34155 |  | 575.6825 | 0.70024 |  | 570.5576 | 0.59003 |  | 570.5576 | 0.60294 |  | 570.5576 | 0.51198 |  | 570.5576 | 0.54153
| 576.3844 | 0.89216 |  | 570.7806 | 0.82541 |  | 570.7806 | 0.33781 |  | 575.9106 | 0.70104 |  | 570.7806 | 0.58564 |  | 570.7806 | 0.59954 |  | 570.7806 | 0.50479 |  | 570.7806 | 0.53853
| 576.6122 | 0.89375 |  | 571.0037 | 0.82441 |  | 571.0037 | 0.34047 |  | 576.1387 | 0.70004 |  | 571.0037 | 0.58703 |  | 571.0037 | 0.60491 |  | 571.0037 | 0.50805 |  | 571.0037 | 0.54095
| 576.84 | 0.89367 |  | 571.2268 | 0.8259 |  | 571.2268 | 0.34178 |  | 576.3669 | 0.70064 |  | 571.2268 | 0.58323 |  | 571.2268 | 0.5983 |  | 571.2268 | 0.50353 |  | 571.2268 | 0.54075
| 577.0679 | 0.89724 |  | 571.4499 | 0.83381 |  | 571.4499 | 0.34319 |  | 576.5951 | 0.70164 |  | 571.4499 | 0.5849 |  | 571.4499 | 0.60072 |  | 571.4499 | 0.50574 |  | 571.4499 | 0.54037
| 577.2957 | 0.89684 |  | 571.673 | 0.82934 |  | 571.673 | 0.34195 |  | 576.8233 | 0.70124 |  | 571.673 | 0.58198 |  | 571.673 | 0.59838 |  | 571.673 | 0.50199 |  | 571.673 | 0.54085
| 577.5236 | 0.89824 |  | 571.8961 | 0.8327 |  | 571.8961 | 0.34405 |  | 577.0515 | 0.69884 |  | 571.8961 | 0.58218 |  | 571.8961 | 0.60111 |  | 571.8961 | 0.5092 |  | 571.8961 | 0.53834
| 577.7514 | 0.90026 |  | 572.1192 | 0.83281 |  | 572.1192 | 0.34251 |  | 577.2797 | 0.69964 |  | 572.1192 | 0.57987 |  | 572.1192 | 0.59562 |  | 572.1192 | 0.50635 |  | 572.1192 | 0.53917
| 577.9793 | 0.90004 |  | 572.3423 | 0.83707 |  | 572.3424 | 0.34528 |  | 577.5079 | 0.69784 |  | 572.3423 | 0.58062 |  | 572.3423 | 0.59856 |  | 572.3424 | 0.50588 |  | 572.3423 | 0.53583
| 578.2072 | 0.90202 |  | 572.5655 | 0.83408 |  | 572.5655 | 0.34321 |  | 577.7361 | 0.69764 |  | 572.5655 | 0.57731 |  | 572.5655 | 0.59426 |  | 572.5655 | 0.50067 |  | 572.5655 | 0.53579
| 578.4351 | 0.89963 |  | 572.7886 | 0.83186 |  | 572.7886 | 0.3446 |  | 577.9644 | 0.69564 |  | 572.7886 | 0.5782 |  | 572.7886 | 0.59446 |  | 572.7886 | 0.49993 |  | 572.7886 | 0.53747
| 578.663 | 0.89945 |  | 573.0118 | 0.83641 |  | 573.0118 | 0.34381 |  | 578.1927 | 0.69464 |  | 573.0118 | 0.57497 |  | 573.0118 | 0.59406 |  | 573.0118 | 0.50356 |  | 573.0118 | 0.53399
| 578.891 | 0.90073 |  | 573.235 | 0.84497 |  | 573.235 | 0.34535 |  | 578.4209 | 0.69143 |  | 573.235 | 0.5746 |  | 573.235 | 0.59129 |  | 573.235 | 0.49885 |  | 573.235 | 0.53429
| 579.1189 | 0.9012 |  | 573.4582 | 0.8415 |  | 573.4582 | 0.34584 |  | 578.6492 | 0.68983 |  | 573.4582 | 0.57192 |  | 573.4582 | 0.58988 |  | 573.4582 | 0.49829 |  | 573.4582 | 0.53029
| 579.3469 | 0.90614 |  | 573.6813 | 0.84119 |  | 573.6813 | 0.34394 |  | 578.8775 | 0.68783 |  | 573.6813 | 0.57239 |  | 573.6813 | 0.59218 |  | 573.6813 | 0.49849 |  | 573.6813 | 0.5344
| 579.5748 | 0.90564 |  | 573.9045 | 0.8403 |  | 573.9045 | 0.34509 |  | 579.1058 | 0.68683 |  | 573.9045 | 0.56971 |  | 573.9045 | 0.58692 |  | 573.9045 | 0.49534 |  | 573.9045 | 0.53186
| 579.8028 | 0.90541 |  | 574.1278 | 0.84472 |  | 574.1278 | 0.34669 |  | 579.3341 | 0.68723 |  | 574.1278 | 0.56996 |  | 574.1278 | 0.59117 |  | 574.1278 | 0.49622 |  | 574.1278 | 0.53181
| 580.0308 | 0.90627 |  | 574.351 | 0.84176 |  | 574.351 | 0.34531 |  | 579.5625 | 0.68582 |  | 574.351 | 0.56691 |  | 574.351 | 0.58714 |  | 574.351 | 0.49457 |  | 574.351 | 0.52657
| 580.2588 | 0.9071 |  | 574.5742 | 0.84781 |  | 574.5742 | 0.34588 |  | 579.7908 | 0.68442 |  | 574.5742 | 0.56739 |  | 574.5742 | 0.58809 |  | 574.5742 | 0.49348 |  | 574.5742 | 0.52947
| 580.4868 | 0.91202 |  | 574.7975 | 0.85011 |  | 574.7975 | 0.34585 |  | 580.0192 | 0.68162 |  | 574.7975 | 0.56481 |  | 574.7975 | 0.58285 |  | 574.7975 | 0.49112 |  | 574.7975 | 0.52615
| 580.7148 | 0.91031 |  | 575.0208 | 0.84352 |  | 575.0208 | 0.34582 |  | 580.2475 | 0.68162 |  | 575.0208 | 0.56138 |  | 575.0208 | 0.58545 |  | 575.0208 | 0.48982 |  | 575.0208 | 0.52272
| 580.9428 | 0.91222 |  | 575.244 | 0.85106 |  | 575.244 | 0.34721 |  | 580.4759 | 0.68082 |  | 575.244 | 0.56269 |  | 575.244 | 0.58242 |  | 575.244 | 0.49277 |  | 575.244 | 0.52404
| 581.1709 | 0.91037 |  | 575.4673 | 0.84876 |  | 575.4673 | 0.34938 |  | 580.7043 | 0.68002 |  | 575.4673 | 0.55982 |  | 575.4673 | 0.58066 |  | 575.4673 | 0.48963 |  | 575.4673 | 0.52361
| 581.3989 | 0.91302 |  | 575.6906 | 0.85108 |  | 575.6906 | 0.34787 |  | 580.9327 | 0.67842 |  | 575.6906 | 0.56111 |  | 575.6906 | 0.57978 |  | 575.6906 | 0.49158 |  | 575.6906 | 0.52552
| 581.627 | 0.91361 |  | 575.9138 | 0.85137 |  | 575.9138 | 0.34972 |  | 581.1611 | 0.67661 |  | 575.9138 | 0.55832 |  | 575.9138 | 0.57981 |  | 575.9138 | 0.48713 |  | 575.9138 | 0.51985
| 581.8551 | 0.91622 |  | 576.1371 | 0.85841 |  | 576.1372 | 0.34996 |  | 581.3895 | 0.67601 |  | 576.1371 | 0.55998 |  | 576.1371 | 0.58299 |  | 576.1372 | 0.48932 |  | 576.1371 | 0.52118
| 582.0832 | 0.9158 |  | 576.3605 | 0.85874 |  | 576.3605 | 0.35043 |  | 581.618 | 0.67541 |  | 576.3605 | 0.55788 |  | 576.3605 | 0.58072 |  | 576.3605 | 0.4893 |  | 576.3605 | 0.51965
| 582.3113 | 0.92258 |  | 576.5838 | 0.86095 |  | 576.5838 | 0.35098 |  | 581.8464 | 0.67541 |  | 576.5838 | 0.55802 |  | 576.5838 | 0.57926 |  | 576.5838 | 0.48827 |  | 576.5838 | 0.52165
| 582.5394 | 0.92061 |  | 576.8071 | 0.86075 |  | 576.8071 | 0.35206 |  | 582.0749 | 0.67561 |  | 576.8071 | 0.55531 |  | 576.8071 | 0.57802 |  | 576.8071 | 0.48558 |  | 576.8071 | 0.51885
| 582.7675 | 0.92218 |  | 577.0305 | 0.86914 |  | 577.0305 | 0.35258 |  | 582.3033 | 0.67541 |  | 577.0305 | 0.55678 |  | 577.0305 | 0.57822 |  | 577.0305 | 0.48569 |  | 577.0305 | 0.52114
| 582.9956 | 0.92508 |  | 577.2538 | 0.86204 |  | 577.2539 | 0.3524 |  | 582.5318 | 0.67361 |  | 577.2538 | 0.55326 |  | 577.2538 | 0.57657 |  | 577.2539 | 0.48596 |  | 577.2538 | 0.51712
| 583.2238 | 0.93194 |  | 577.4772 | 0.86483 |  | 577.4772 | 0.35463 |  | 582.7603 | 0.67321 |  | 577.4772 | 0.55438 |  | 577.4772 | 0.57732 |  | 577.4772 | 0.48493 |  | 577.4772 | 0.51674
| 583.452 | 0.93492 |  | 577.7006 | 0.86355 |  | 577.7006 | 0.35342 |  | 582.9888 | 0.67361 |  | 577.7006 | 0.55192 |  | 577.7006 | 0.57385 |  | 577.7006 | 0.48285 |  | 577.7006 | 0.51422
| 583.6801 | 0.93719 |  | 577.924 | 0.86405 |  | 577.9239 | 0.35519 |  | 583.2173 | 0.67381 |  | 577.924 | 0.55271 |  | 577.924 | 0.57347 |  | 577.9239 | 0.48321 |  | 577.924 | 0.5154
| 583.9083 | 0.94307 |  | 578.1473 | 0.864 |  | 578.1473 | 0.35552 |  | 583.4459 | 0.67401 |  | 578.1473 | 0.55063 |  | 578.1473 | 0.5728 |  | 578.1473 | 0.4807 |  | 578.1473 | 0.51283
| 584.1365 | 0.95024 |  | 578.3707 | 0.86513 |  | 578.3707 | 0.35548 |  | 583.6744 | 0.67521 |  | 578.3707 | 0.55175 |  | 578.3707 | 0.57518 |  | 578.3707 | 0.48044 |  | 578.3707 | 0.51723
| 584.3647 | 0.94925 |  | 578.5942 | 0.8652 |  | 578.5942 | 0.35255 |  | 583.903 | 0.67481 |  | 578.5942 | 0.54831 |  | 578.5942 | 0.56886 |  | 578.5942 | 0.47929 |  | 578.5942 | 0.50956
| 584.5929 | 0.95426 |  | 578.8176 | 0.8673 |  | 578.8176 | 0.35683 |  | 584.1315 | 0.67741 |  | 578.8176 | 0.54884 |  | 578.8176 | 0.57313 |  | 578.8176 | 0.48285 |  | 578.8176 | 0.51294
| 584.8212 | 0.95772 |  | 579.041 | 0.86934 |  | 579.041 | 0.3547 |  | 584.3601 | 0.67681 |  | 579.041 | 0.54504 |  | 579.041 | 0.57323 |  | 579.041 | 0.47914 |  | 579.041 | 0.50935
| 585.0494 | 0.9599 |  | 579.2645 | 0.87255 |  | 579.2645 | 0.35606 |  | 584.5887 | 0.67862 |  | 579.2645 | 0.54683 |  | 579.2645 | 0.57162 |  | 579.2645 | 0.47632 |  | 579.2645 | 0.5103
| 585.2777 | 0.9616 |  | 579.4879 | 0.86526 |  | 579.4879 | 0.35416 |  | 584.8173 | 0.68022 |  | 579.4879 | 0.54299 |  | 579.4879 | 0.56672 |  | 579.4879 | 0.47432 |  | 579.4879 | 0.5067
| 585.5059 | 0.96023 |  | 579.7114 | 0.86904 |  | 579.7114 | 0.35396 |  | 585.0459 | 0.68262 |  | 579.7114 | 0.54368 |  | 579.7114 | 0.56648 |  | 579.7114 | 0.4729 |  | 579.7114 | 0.50561
| 585.7342 | 0.95794 |  | 579.9349 | 0.87246 |  | 579.9349 | 0.35469 |  | 585.2745 | 0.68182 |  | 579.9349 | 0.54097 |  | 579.9349 | 0.56305 |  | 579.9349 | 0.47279 |  | 579.9349 | 0.50457
| 585.9625 | 0.95559 |  | 580.1583 | 0.87375 |  | 580.1583 | 0.35806 |  | 585.5032 | 0.68202 |  | 580.1583 | 0.54139 |  | 580.1583 | 0.5677 |  | 580.1583 | 0.46951 |  | 580.1583 | 0.50243
| 586.1908 | 0.95272 |  | 580.3818 | 0.86976 |  | 580.3818 | 0.35728 |  | 585.7318 | 0.68082 |  | 580.3818 | 0.53819 |  | 580.3818 | 0.56153 |  | 580.3818 | 0.46864 |  | 580.3818 | 0.50274
| 586.4191 | 0.95013 |  | 580.6053 | 0.87325 |  | 580.6054 | 0.35701 |  | 585.9605 | 0.68202 |  | 580.6053 | 0.53844 |  | 580.6053 | 0.56458 |  | 580.6054 | 0.47138 |  | 580.6053 | 0.50078
| 586.6474 | 0.95435 |  | 580.8289 | 0.86949 |  | 580.8289 | 0.35685 |  | 586.1891 | 0.67942 |  | 580.8289 | 0.53503 |  | 580.8289 | 0.55768 |  | 580.8289 | 0.46553 |  | 580.8289 | 0.49676
| 586.8758 | 0.95891 |  | 581.0524 | 0.87468 |  | 581.0524 | 0.35656 |  | 586.4178 | 0.67801 |  | 581.0524 | 0.53687 |  | 581.0524 | 0.56394 |  | 581.0524 | 0.46516 |  | 581.0524 | 0.49937
| 587.1041 | 0.95702 |  | 581.2759 | 0.87311 |  | 581.2759 | 0.35869 |  | 586.6465 | 0.67581 |  | 581.2759 | 0.53335 |  | 581.2759 | 0.5542 |  | 581.2759 | 0.4655 |  | 581.2759 | 0.49532
| 587.3325 | 0.96493 |  | 581.4995 | 0.8745 |  | 581.4995 | 0.35754 |  | 586.8752 | 0.67641 |  | 581.4995 | 0.53448 |  | 581.4995 | 0.56046 |  | 581.4995 | 0.46785 |  | 581.4995 | 0.49907
| 587.5608 | 0.96398 |  | 581.723 | 0.87992 |  | 581.723 | 0.35879 |  | 587.1039 | 0.67461 |  | 581.723 | 0.53126 |  | 581.723 | 0.55885 |  | 581.723 | 0.46376 |  | 581.723 | 0.49023
| 587.7892 | 0.96419 |  | 581.9466 | 0.88379 |  | 581.9466 | 0.36045 |  | 587.3327 | 0.67481 |  | 581.9466 | 0.53234 |  | 581.9466 | 0.55671 |  | 581.9466 | 0.46184 |  | 581.9466 | 0.49373
| 588.0176 | 0.9665 |  | 582.1702 | 0.87903 |  | 582.1702 | 0.35909 |  | 587.5614 | 0.67341 |  | 582.1702 | 0.52968 |  | 582.1702 | 0.55446 |  | 582.1702 | 0.46369 |  | 582.1702 | 0.49352
| 588.246 | 0.96279 |  | 582.3937 | 0.88386 |  | 582.3937 | 0.36236 |  | 587.7902 | 0.67501 |  | 582.3937 | 0.53165 |  | 582.3937 | 0.55882 |  | 582.3937 | 0.46241 |  | 582.3937 | 0.49266
| 588.4744 | 0.96037 |  | 582.6173 | 0.88108 |  | 582.6173 | 0.36064 |  | 588.0189 | 0.67281 |  | 582.6173 | 0.52888 |  | 582.6173 | 0.55609 |  | 582.6173 | 0.45938 |  | 582.6173 | 0.4878
| 588.7028 | 0.96124 |  | 582.8409 | 0.88401 |  | 582.8409 | 0.36144 |  | 588.2477 | 0.67341 |  | 582.8409 | 0.53118 |  | 582.8409 | 0.55641 |  | 582.8409 | 0.46218 |  | 582.8409 | 0.49035
| 588.9313 | 0.96376 |  | 583.0646 | 0.88546 |  | 583.0646 | 0.36159 |  | 588.4765 | 0.67121 |  | 583.0646 | 0.52868 |  | 583.0646 | 0.55502 |  | 583.0646 | 0.4585 |  | 583.0646 | 0.48683
| 589.1597 | 0.96491 |  | 583.2882 | 0.88967 |  | 583.2882 | 0.36324 |  | 588.7053 | 0.67401 |  | 583.2882 | 0.52917 |  | 583.2882 | 0.55636 |  | 583.2882 | 0.462 |  | 583.2882 | 0.49191
| 589.3882 | 0.96532 |  | 583.5118 | 0.8868 |  | 583.5118 | 0.36276 |  | 588.9341 | 0.67281 |  | 583.5118 | 0.52661 |  | 583.5118 | 0.5511 |  | 583.5118 | 0.4567 |  | 583.5118 | 0.48712
| 589.6167 | 0.96876 |  | 583.7355 | 0.89842 |  | 583.7355 | 0.36255 |  | 589.1629 | 0.67481 |  | 583.7355 | 0.52815 |  | 583.7355 | 0.55828 |  | 583.7355 | 0.45731 |  | 583.7355 | 0.48707
| 589.8451 | 0.97027 |  | 583.9591 | 0.89346 |  | 583.9591 | 0.36499 |  | 589.3918 | 0.67341 |  | 583.9591 | 0.52593 |  | 583.9591 | 0.5532 |  | 583.9591 | 0.4561 |  | 583.9591 | 0.48542
| 590.0736 | 0.97473 |  | 584.1828 | 0.89537 |  | 584.1828 | 0.36379 |  | 589.6206 | 0.67561 |  | 584.1828 | 0.52759 |  | 584.1828 | 0.55284 |  | 584.1828 | 0.45592 |  | 584.1828 | 0.48955
| 590.3021 | 0.97415 |  | 584.4064 | 0.8965 |  | 584.4064 | 0.36537 |  | 589.8495 | 0.67461 |  | 584.4064 | 0.52509 |  | 584.4064 | 0.55356 |  | 584.4064 | 0.45558 |  | 584.4064 | 0.48512
| 590.5307 | 0.9762 |  | 584.6301 | 0.89576 |  | 584.6301 | 0.36705 |  | 590.0783 | 0.67641 |  | 584.6301 | 0.52518 |  | 584.6301 | 0.55125 |  | 584.6301 | 0.45509 |  | 584.6301 | 0.48576
| 590.7592 | 0.97835 |  | 584.8538 | 0.90122 |  | 584.8538 | 0.36413 |  | 590.3072 | 0.67721 |  | 584.8538 | 0.52282 |  | 584.8538 | 0.55052 |  | 584.8538 | 0.4541 |  | 584.8538 | 0.48428
| 590.9877 | 0.98058 |  | 585.0775 | 0.89804 |  | 585.0775 | 0.36793 |  | 590.5361 | 0.67902 |  | 585.0775 | 0.52371 |  | 585.0775 | 0.55117 |  | 585.0775 | 0.45431 |  | 585.0775 | 0.48496
| 591.2163 | 0.98022 |  | 585.3013 | 0.89337 |  | 585.3013 | 0.3697 |  | 590.765 | 0.67842 |  | 585.3013 | 0.52036 |  | 585.3013 | 0.54847 |  | 585.3013 | 0.44994 |  | 585.3013 | 0.48049
| 591.4449 | 0.98424 |  | 585.525 | 0.90458 |  | 585.525 | 0.3689 |  | 590.9939 | 0.67942 |  | 585.525 | 0.52158 |  | 585.525 | 0.55008 |  | 585.525 | 0.45311 |  | 585.525 | 0.48166
| 591.6734 | 0.9817 |  | 585.7487 | 0.89727 |  | 585.7487 | 0.37134 |  | 591.2228 | 0.67661 |  | 585.7487 | 0.51887 |  | 585.7487 | 0.54877 |  | 585.7487 | 0.44824 |  | 585.7487 | 0.47865
| 591.902 | 0.98755 |  | 585.9725 | 0.90847 |  | 585.9725 | 0.36753 |  | 591.4518 | 0.67781 |  | 585.9725 | 0.51958 |  | 585.9725 | 0.55111 |  | 585.9725 | 0.45298 |  | 585.9725 | 0.4799
| 592.1306 | 0.9871 |  | 586.1962 | 0.9059 |  | 586.1962 | 0.36887 |  | 591.6807 | 0.67521 |  | 586.1962 | 0.51697 |  | 586.1962 | 0.54628 |  | 586.1962 | 0.4493 |  | 586.1962 | 0.47965
| 592.3592 | 0.98613 |  | 586.42 | 0.9091 |  | 586.42 | 0.37022 |  | 591.9097 | 0.67701 |  | 586.42 | 0.51796 |  | 586.42 | 0.54449 |  | 586.42 | 0.45161 |  | 586.42 | 0.47872
| 592.5879 | 0.9856 |  | 586.6437 | 0.8995 |  | 586.6437 | 0.37048 |  | 592.1386 | 0.67461 |  | 586.6437 | 0.51498 |  | 586.6437 | 0.54292 |  | 586.6437 | 0.44608 |  | 586.6437 | 0.47352
| 592.8165 | 0.9865 |  | 586.8676 | 0.91419 |  | 586.8676 | 0.37248 |  | 592.3676 | 0.67601 |  | 586.8676 | 0.51635 |  | 586.8676 | 0.54666 |  | 586.8676 | 0.44557 |  | 586.8676 | 0.47609
| 593.0451 | 0.98225 |  | 587.0913 | 0.90519 |  | 587.0913 | 0.37024 |  | 592.5966 | 0.67401 |  | 587.0913 | 0.51274 |  | 587.0913 | 0.54438 |  | 587.0913 | 0.44699 |  | 587.0913 | 0.47269
| 593.2738 | 0.98296 |  | 587.3151 | 0.9148 |  | 587.3151 | 0.37368 |  | 592.8256 | 0.67421 |  | 587.3151 | 0.51436 |  | 587.3151 | 0.54342 |  | 587.3151 | 0.44391 |  | 587.3151 | 0.47577
| 593.5024 | 0.98349 |  | 587.5389 | 0.90553 |  | 587.5389 | 0.37095 |  | 593.0547 | 0.67021 |  | 587.5389 | 0.51126 |  | 587.5389 | 0.54274 |  | 587.5389 | 0.44271 |  | 587.5389 | 0.47286
| 593.7311 | 0.98682 |  | 587.7628 | 0.91406 |  | 587.7628 | 0.37201 |  | 593.2837 | 0.67121 |  | 587.7628 | 0.51208 |  | 587.7628 | 0.54259 |  | 587.7628 | 0.4433 |  | 587.7628 | 0.47335
| 593.9598 | 0.98968 |  | 587.9866 | 0.91593 |  | 587.9866 | 0.37413 |  | 593.5127 | 0.663 |  | 587.9866 | 0.50892 |  | 587.9866 | 0.54056 |  | 587.9866 | 0.44312 |  | 587.9866 | 0.46895
| 594.1885 | 0.99355 |  | 588.2104 | 0.91543 |  | 588.2105 | 0.37329 |  | 593.7418 | 0.6678 |  | 588.2104 | 0.51078 |  | 588.2104 | 0.5416 |  | 588.2105 | 0.44176 |  | 588.2104 | 0.47012
| 594.4172 | 0.9921 |  | 588.4343 | 0.91707 |  | 588.4343 | 0.37342 |  | 593.9708 | 0.665 |  | 588.4343 | 0.50724 |  | 588.4343 | 0.54036 |  | 588.4343 | 0.443 |  | 588.4343 | 0.46653
| 594.646 | 0.9896 |  | 588.6581 | 0.92151 |  | 588.6581 | 0.37514 |  | 594.1999 | 0.6642 |  | 588.6581 | 0.50829 |  | 588.6581 | 0.54213 |  | 588.6581 | 0.44299 |  | 588.6581 | 0.46833
| 594.8747 | 0.98631 |  | 588.882 | 0.92527 |  | 588.882 | 0.37387 |  | 594.429 | 0.6628 |  | 588.882 | 0.50534 |  | 588.882 | 0.5354 |  | 588.882 | 0.43943 |  | 588.882 | 0.46375
| 595.1034 | 0.98215 |  | 589.106 | 0.91721 |  | 589.106 | 0.37516 |  | 594.6581 | 0.6628 |  | 589.106 | 0.50598 |  | 589.106 | 0.53821 |  | 589.106 | 0.43888 |  | 589.106 | 0.46553
| 595.3322 | 0.98042 |  | 589.3298 | 0.91934 |  | 589.3298 | 0.37223 |  | 594.8872 | 0.65999 |  | 589.3298 | 0.50357 |  | 589.3298 | 0.53287 |  | 589.3298 | 0.43579 |  | 589.3298 | 0.46376
| 595.561 | 0.9825 |  | 589.5537 | 0.9254 |  | 589.5537 | 0.37629 |  | 595.1163 | 0.6634 |  | 589.5537 | 0.50506 |  | 589.5537 | 0.53666 |  | 589.5537 | 0.43954 |  | 589.5537 | 0.46423
| 595.7898 | 0.98273 |  | 589.7776 | 0.92738 |  | 589.7776 | 0.37678 |  | 595.3455 | 0.66079 |  | 589.7776 | 0.50247 |  | 589.7776 | 0.53547 |  | 589.7776 | 0.43471 |  | 589.7776 | 0.46293
| 596.0186 | 0.98426 |  | 590.0016 | 0.92812 |  | 590.0016 | 0.37501 |  | 595.5746 | 0.6618 |  | 590.0016 | 0.50323 |  | 590.0016 | 0.5352 |  | 590.0016 | 0.43678 |  | 590.0016 | 0.46793
| 596.2474 | 0.98677 |  | 590.2255 | 0.92125 |  | 590.2255 | 0.37512 |  | 595.8038 | 0.6618 |  | 590.2255 | 0.49978 |  | 590.2255 | 0.53235 |  | 590.2255 | 0.43444 |  | 590.2255 | 0.46297
| 596.4762 | 0.99106 |  | 590.4495 | 0.93595 |  | 590.4495 | 0.37652 |  | 596.0329 | 0.664 |  | 590.4495 | 0.49997 |  | 590.4495 | 0.53478 |  | 590.4495 | 0.43444 |  | 590.4495 | 0.45852
| 596.705 | 0.99129 |  | 590.6734 | 0.9282 |  | 590.6734 | 0.37838 |  | 596.2621 | 0.6618 |  | 590.6734 | 0.4966 |  | 590.6734 | 0.52789 |  | 590.6734 | 0.43099 |  | 590.6734 | 0.45553
| 596.9338 | 0.99236 |  | 590.8973 | 0.93276 |  | 590.8973 | 0.37712 |  | 596.4913 | 0.6642 |  | 590.8973 | 0.4962 |  | 590.8973 | 0.5308 |  | 590.8973 | 0.43346 |  | 590.8973 | 0.45822
| 597.1627 | 0.9917 |  | 591.1213 | 0.9275 |  | 591.1213 | 0.37767 |  | 596.7205 | 0.6636 |  | 591.1213 | 0.4935 |  | 591.1213 | 0.53014 |  | 591.1213 | 0.42896 |  | 591.1213 | 0.45602
| 597.3916 | 0.99056 |  | 591.3453 | 0.93311 |  | 591.3453 | 0.37762 |  | 596.9497 | 0.665 |  | 591.3453 | 0.49385 |  | 591.3453 | 0.52986 |  | 591.3453 | 0.43086 |  | 591.3453 | 0.45802
| 597.6204 | 0.98888 |  | 591.5693 | 0.93243 |  | 591.5693 | 0.37829 |  | 597.179 | 0.6634 |  | 591.5693 | 0.4915 |  | 591.5693 | 0.52932 |  | 591.5693 | 0.42935 |  | 591.5693 | 0.45402
| 597.8493 | 0.9926 |  | 591.7933 | 0.94243 |  | 591.7933 | 0.38245 |  | 597.4082 | 0.6654 |  | 591.7933 | 0.49352 |  | 591.7933 | 0.53237 |  | 591.7933 | 0.42885 |  | 591.7933 | 0.45575
| 598.0782 | 0.99113 |  | 592.0173 | 0.93766 |  | 592.0173 | 0.37876 |  | 597.6374 | 0.6648 |  | 592.0173 | 0.48957 |  | 592.0173 | 0.52594 |  | 592.0173 | 0.42838 |  | 592.0173 | 0.45038
| 598.3071 | 0.98985 |  | 592.2413 | 0.94172 |  | 592.2413 | 0.3804 |  | 597.8667 | 0.6656 |  | 592.2413 | 0.49176 |  | 592.2413 | 0.5252 |  | 592.2413 | 0.43167 |  | 592.2413 | 0.45261
| 598.536 | 0.99236 |  | 592.4654 | 0.93813 |  | 592.4654 | 0.37952 |  | 598.096 | 0.6656 |  | 592.4654 | 0.48845 |  | 592.4654 | 0.52539 |  | 592.4654 | 0.42473 |  | 592.4654 | 0.45359
| 598.765 | 0.99409 |  | 592.6894 | 0.94765 |  | 592.6894 | 0.38222 |  | 598.3253 | 0.666 |  | 592.6894 | 0.48993 |  | 592.6894 | 0.52396 |  | 592.6894 | 0.42826 |  | 592.6894 | 0.45213
| 598.9939 | 0.99643 |  | 592.9135 | 0.93921 |  | 592.9135 | 0.38068 |  | 598.5545 | 0.6626 |  | 592.9135 | 0.48626 |  | 592.9135 | 0.52272 |  | 592.9135 | 0.42449 |  | 592.9135 | 0.44903
| 599.2229 | 1 |  | 593.1375 | 0.94931 |  | 593.1375 | 0.38003 |  | 598.7839 | 0.664 |  | 593.1375 | 0.48752 |  | 593.1375 | 0.52552 |  | 593.1375 | 0.42666 |  | 593.1375 | 0.45185
| 599.4518 | 0.99943 |  | 593.3616 | 0.94478 |  | 593.3616 | 0.38192 |  | 599.0132 | 0.6622 |  | 593.3616 | 0.48394 |  | 593.3616 | 0.52128 |  | 593.3616 | 0.42216 |  | 593.3616 | 0.44936
| 599.6808 | 0.99812 |  | 593.5857 | 0.94867 |  | 593.5857 | 0.38277 |  | 599.2425 | 0.6628 |  | 593.5857 | 0.48573 |  | 593.5857 | 0.5209 |  | 593.5857 | 0.42476 |  | 593.5857 | 0.45318
| 599.9098 | 0.99603 |  | 593.8098 | 0.94933 |  | 593.8098 | 0.38043 |  | 599.4719 | 0.66119 |  | 593.8098 | 0.48303 |  | 593.8098 | 0.51873 |  | 593.8098 | 0.42564 |  | 593.8098 | 0.44646
| 600.1388 | 0.99402 |  | 594.0339 | 0.95729 |  | 594.0339 | 0.38395 |  | 599.7012 | 0.66159 |  | 594.0339 | 0.48348 |  | 594.0339 | 0.52216 |  | 594.0339 | 0.42387 |  | 594.0339 | 0.45043
| 600.3678 | 0.99335 |  | 594.258 | 0.95427 |  | 594.258 | 0.38126 |  | 599.9306 | 0.66059 |  | 594.258 | 0.48041 |  | 594.258 | 0.518 |  | 594.258 | 0.42085 |  | 594.258 | 0.44831
| 600.5968 | 0.99214 |  | 594.4821 | 0.95977 |  | 594.4821 | 0.38498 |  | 600.1599 | 0.66139 |  | 594.4821 | 0.4817 |  | 594.4821 | 0.51908 |  | 594.4821 | 0.42174 |  | 594.4821 | 0.44821
| 600.8258 | 0.99246 |  | 594.7062 | 0.95719 |  | 594.7062 | 0.38243 |  | 600.3893 | 0.65919 |  | 594.7062 | 0.47927 |  | 594.7062 | 0.51618 |  | 594.7062 | 0.42013 |  | 594.7062 | 0.44501
| 601.0549 | 0.99755 |  | 594.9304 | 0.96652 |  | 594.9304 | 0.38298 |  | 600.6187 | 0.66099 |  | 594.9304 | 0.48069 |  | 594.9304 | 0.51867 |  | 594.9304 | 0.41953 |  | 594.9304 | 0.44476
| 601.284 | 0.99577 |  | 595.1545 | 0.95891 |  | 595.1545 | 0.38447 |  | 600.8481 | 0.65899 |  | 595.1545 | 0.47813 |  | 595.1545 | 0.51678 |  | 595.1545 | 0.41926 |  | 595.1545 | 0.44533
| 601.513 | 0.99764 |  | 595.3787 | 0.96533 |  | 595.3787 | 0.38303 |  | 601.0775 | 0.65839 |  | 595.3787 | 0.47886 |  | 595.3787 | 0.51753 |  | 595.3787 | 0.416 |  | 595.3787 | 0.44633
| 601.7421 | 0.9983 |  | 595.6028 | 0.96016 |  | 595.6028 | 0.38037 |  | 601.307 | 0.65739 |  | 595.6028 | 0.47645 |  | 595.6028 | 0.51607 |  | 595.6028 | 0.41921 |  | 595.6028 | 0.44189
| 601.9712 | 0.99771 |  | 595.827 | 0.96576 |  | 595.827 | 0.38346 |  | 601.5364 | 0.65719 |  | 595.827 | 0.47697 |  | 595.827 | 0.51397 |  | 595.827 | 0.41756 |  | 595.827 | 0.445
| 602.2003 | 0.99843 |  | 596.0512 | 0.96201 |  | 596.0512 | 0.384 |  | 601.7659 | 0.65739 |  | 596.0512 | 0.47445 |  | 596.0512 | 0.51263 |  | 596.0512 | 0.4141 |  | 596.0512 | 0.44172
| 602.4294 | 0.99796 |  | 596.2755 | 0.9757 |  | 596.2754 | 0.38344 |  | 601.9953 | 0.65879 |  | 596.2755 | 0.47446 |  | 596.2755 | 0.51029 |  | 596.2754 | 0.41917 |  | 596.2755 | 0.44222
| 602.6585 | 0.99591 |  | 596.4996 | 0.96757 |  | 596.4996 | 0.38174 |  | 602.2248 | 0.65999 |  | 596.4996 | 0.47194 |  | 596.4996 | 0.50851 |  | 596.4996 | 0.41359 |  | 596.4996 | 0.44072
| 602.8877 | 0.99814 |  | 596.7239 | 0.97613 |  | 596.7239 | 0.38349 |  | 602.4543 | 0.6618 |  | 596.7239 | 0.47437 |  | 596.7239 | 0.51258 |  | 596.7239 | 0.4169 |  | 596.7239 | 0.44063
| 603.1168 | 0.99827 |  | 596.9481 | 0.9796 |  | 596.9481 | 0.38261 |  | 602.6838 | 0.662 |  | 596.9481 | 0.47076 |  | 596.9481 | 0.50804 |  | 596.9481 | 0.41248 |  | 596.9481 | 0.44134
| 603.346 | 0.99536 |  | 597.1723 | 0.97598 |  | 597.1723 | 0.38574 |  | 602.9133 | 0.6632 |  | 597.1723 | 0.46999 |  | 597.1723 | 0.50659 |  | 597.1723 | 0.41559 |  | 597.1723 | 0.43933
| 603.5751 | 0.99787 |  | 597.3965 | 0.97396 |  | 597.3966 | 0.38465 |  | 603.1428 | 0.6636 |  | 597.3965 | 0.46746 |  | 597.3965 | 0.50337 |  | 597.3966 | 0.41396 |  | 597.3965 | 0.43761
| 603.8043 | 0.99821 |  | 597.6208 | 0.98084 |  | 597.6209 | 0.38497 |  | 603.3724 | 0.6644 |  | 597.6208 | 0.46742 |  | 597.6208 | 0.50757 |  | 597.6209 | 0.40985 |  | 597.6208 | 0.43673
| 604.0335 | 0.99828 |  | 597.8451 | 0.98043 |  | 597.8451 | 0.38395 |  | 603.6019 | 0.6644 |  | 597.8451 | 0.46485 |  | 597.8451 | 0.50411 |  | 597.8451 | 0.4116 |  | 597.8451 | 0.43472
| 604.2627 | 0.99846 |  | 598.0694 | 0.97969 |  | 598.0694 | 0.3834 |  | 603.8315 | 0.6648 |  | 598.0694 | 0.46522 |  | 598.0694 | 0.50025 |  | 598.0694 | 0.40936 |  | 598.0694 | 0.43667
| 604.4919 | 0.99652 |  | 598.2936 | 0.98029 |  | 598.2936 | 0.38307 |  | 604.0611 | 0.6654 |  | 598.2936 | 0.46259 |  | 598.2936 | 0.50142 |  | 598.2936 | 0.40879 |  | 598.2936 | 0.43351
| 604.7211 | 0.99619 |  | 598.5179 | 0.98584 |  | 598.5179 | 0.38533 |  | 604.2906 | 0.6656 |  | 598.5179 | 0.46286 |  | 598.5179 | 0.50149 |  | 598.5179 | 0.40873 |  | 598.5179 | 0.43558
| 604.9504 | 0.99502 |  | 598.7422 | 0.98307 |  | 598.7423 | 0.38271 |  | 604.5202 | 0.6642 |  | 598.7422 | 0.46084 |  | 598.7422 | 0.50029 |  | 598.7423 | 0.41084 |  | 598.7422 | 0.43338
| 605.1796 | 0.99367 |  | 598.9666 | 0.98067 |  | 598.9666 | 0.38344 |  | 604.7498 | 0.663 |  | 598.9666 | 0.46081 |  | 598.9666 | 0.49835 |  | 598.9666 | 0.40727 |  | 598.9666 | 0.4317
| 605.4089 | 0.99444 |  | 599.1909 | 0.97864 |  | 599.1909 | 0.38315 |  | 604.9794 | 0.6628 |  | 599.1909 | 0.45793 |  | 599.1909 | 0.49724 |  | 599.1909 | 0.40152 |  | 599.1909 | 0.43116
| 605.6382 | 0.99385 |  | 599.4153 | 0.98323 |  | 599.4153 | 0.38321 |  | 605.2091 | 0.66179 |  | 599.4153 | 0.45788 |  | 599.4153 | 0.49637 |  | 599.4153 | 0.4047 |  | 599.4153 | 0.42871
| 605.8674 | 0.99364 |  | 599.6396 | 0.97975 |  | 599.6396 | 0.38406 |  | 605.4387 | 0.662 |  | 599.6396 | 0.45539 |  | 599.6396 | 0.48856 |  | 599.6396 | 0.40364 |  | 599.6396 | 0.43022
| 606.0967 | 0.99577 |  | 599.864 | 0.98685 |  | 599.864 | 0.38249 |  | 605.6684 | 0.66179 |  | 599.864 | 0.4562 |  | 599.864 | 0.49153 |  | 599.864 | 0.40544 |  | 599.864 | 0.42994
| 606.326 | 0.99696 |  | 600.0883 | 0.98921 |  | 600.0883 | 0.38283 |  | 605.898 | 0.66159 |  | 600.0883 | 0.45275 |  | 600.0883 | 0.49317 |  | 600.0883 | 0.40093 |  | 600.0883 | 0.42456
| 606.5554 | 0.9965 |  | 600.3127 | 0.9901 |  | 600.3127 | 0.38215 |  | 606.1277 | 0.66099 |  | 600.3127 | 0.45358 |  | 600.3127 | 0.49076 |  | 600.3127 | 0.40306 |  | 600.3127 | 0.42523
| 606.7847 | 0.99512 |  | 600.5371 | 0.98567 |  | 600.5371 | 0.38299 |  | 606.3574 | 0.66119 |  | 600.5371 | 0.44997 |  | 600.5371 | 0.49113 |  | 600.5371 | 0.39779 |  | 600.5371 | 0.42316
| 607.014 | 0.99336 |  | 600.7615 | 0.99111 |  | 600.7615 | 0.38314 |  | 606.587 | 0.66039 |  | 600.7615 | 0.45067 |  | 600.7615 | 0.48846 |  | 600.7615 | 0.40095 |  | 600.7615 | 0.42265
| 607.2434 | 0.99205 |  | 600.9859 | 0.98286 |  | 600.9859 | 0.38417 |  | 606.8167 | 0.66039 |  | 600.9859 | 0.44821 |  | 600.9859 | 0.48829 |  | 600.9859 | 0.39249 |  | 600.9859 | 0.42244
| 607.4727 | 0.99024 |  | 601.2103 | 0.98879 |  | 601.2103 | 0.38135 |  | 607.0465 | 0.65899 |  | 601.2103 | 0.44785 |  | 601.2103 | 0.48429 |  | 601.2103 | 0.39846 |  | 601.2103 | 0.42172
| 607.7021 | 0.99342 |  | 601.4348 | 0.98858 |  | 601.4348 | 0.38044 |  | 607.2762 | 0.65939 |  | 601.4348 | 0.44464 |  | 601.4348 | 0.48427 |  | 601.4348 | 0.39511 |  | 601.4348 | 0.42148
| 607.9315 | 0.99463 |  | 601.6592 | 0.99589 |  | 601.6592 | 0.37945 |  | 607.5059 | 0.65859 |  | 601.6592 | 0.4448 |  | 601.6592 | 0.48159 |  | 601.6592 | 0.3918 |  | 601.6592 | 0.42152
| 608.1609 | 0.99313 |  | 601.8836 | 0.98723 |  | 601.8836 | 0.38157 |  | 607.7357 | 0.66019 |  | 601.8836 | 0.44196 |  | 601.8836 | 0.48252 |  | 601.8836 | 0.39398 |  | 601.8836 | 0.41784
| 608.3903 | 0.99375 |  | 602.1081 | 0.99507 |  | 602.1081 | 0.38391 |  | 607.9655 | 0.65999 |  | 602.1081 | 0.44331 |  | 602.1081 | 0.47968 |  | 602.1081 | 0.39109 |  | 602.1081 | 0.41961
| 608.6197 | 0.98974 |  | 602.3325 | 0.98783 |  | 602.3325 | 0.37971 |  | 608.1952 | 0.66139 |  | 602.3325 | 0.43978 |  | 602.3325 | 0.47626 |  | 602.3325 | 0.39062 |  | 602.3325 | 0.41708
| 608.8491 | 0.99117 |  | 602.557 | 0.99076 |  | 602.557 | 0.38211 |  | 608.425 | 0.66139 |  | 602.557 | 0.4393 |  | 602.557 | 0.47947 |  | 602.557 | 0.39188 |  | 602.557 | 0.41631
| 609.0786 | 0.98862 |  | 602.7815 | 0.98903 |  | 602.7815 | 0.37927 |  | 608.6548 | 0.663 |  | 602.7815 | 0.43677 |  | 602.7815 | 0.47691 |  | 602.7815 | 0.38783 |  | 602.7815 | 0.41358
| 609.308 | 0.98606 |  | 603.006 | 0.99213 |  | 603.006 | 0.3795 |  | 608.8846 | 0.65979 |  | 603.006 | 0.43672 |  | 603.006 | 0.47372 |  | 603.006 | 0.38813 |  | 603.006 | 0.41417
| 609.5375 | 0.98493 |  | 603.2305 | 0.9917 |  | 603.2305 | 0.37824 |  | 609.1144 | 0.66019 |  | 603.2305 | 0.43371 |  | 603.2305 | 0.47074 |  | 603.2305 | 0.38502 |  | 603.2305 | 0.40965
| 609.767 | 0.98802 |  | 603.455 | 0.99326 |  | 603.455 | 0.37887 |  | 609.3442 | 0.65819 |  | 603.455 | 0.43389 |  | 603.455 | 0.47225 |  | 603.455 | 0.38649 |  | 603.455 | 0.4106
| 609.9964 | 0.98519 |  | 603.6795 | 0.99039 |  | 603.6795 | 0.37386 |  | 609.5741 | 0.65839 |  | 603.6795 | 0.43102 |  | 603.6795 | 0.46926 |  | 603.6795 | 0.38437 |  | 603.6795 | 0.40633
| 610.226 | 0.98419 |  | 603.9041 | 0.99362 |  | 603.904 | 0.37807 |  | 609.8039 | 0.65719 |  | 603.9041 | 0.43089 |  | 603.9041 | 0.47024 |  | 603.904 | 0.38209 |  | 603.9041 | 0.40795
| 610.4555 | 0.9793 |  | 604.1286 | 0.98868 |  | 604.1286 | 0.37623 |  | 610.0338 | 0.65919 |  | 604.1286 | 0.42806 |  | 604.1286 | 0.46699 |  | 604.1286 | 0.38058 |  | 604.1286 | 0.40487
| 610.685 | 0.9782 |  | 604.3531 | 0.99254 |  | 604.3532 | 0.37656 |  | 610.2637 | 0.65699 |  | 604.3531 | 0.42843 |  | 604.3531 | 0.46802 |  | 604.3532 | 0.38542 |  | 604.3531 | 0.40578
| 610.9145 | 0.97642 |  | 604.5777 | 0.98971 |  | 604.5777 | 0.37436 |  | 610.4936 | 0.65879 |  | 604.5777 | 0.42552 |  | 604.5777 | 0.4662 |  | 604.5777 | 0.37744 |  | 604.5777 | 0.40155
| 611.144 | 0.97564 |  | 604.8023 | 0.99411 |  | 604.8023 | 0.37672 |  | 610.7235 | 0.65759 |  | 604.8023 | 0.42624 |  | 604.8023 | 0.46525 |  | 604.8023 | 0.37927 |  | 604.8023 | 0.40192
| 611.3736 | 0.97423 |  | 605.0269 | 0.992 |  | 605.0269 | 0.37597 |  | 610.9534 | 0.65899 |  | 605.0269 | 0.42274 |  | 605.0269 | 0.46237 |  | 605.0269 | 0.37644 |  | 605.0269 | 0.39965
| 611.6032 | 0.97796 |  | 605.2515 | 0.99008 |  | 605.2515 | 0.37384 |  | 611.1833 | 0.65679 |  | 605.2515 | 0.42337 |  | 605.2515 | 0.46218 |  | 605.2515 | 0.37745 |  | 605.2515 | 0.39975
| 611.8327 | 0.97622 |  | 605.4761 | 0.98869 |  | 605.4761 | 0.37503 |  | 611.4132 | 0.65599 |  | 605.4761 | 0.42092 |  | 605.4761 | 0.45986 |  | 605.4761 | 0.37666 |  | 605.4761 | 0.39937
| 612.0623 | 0.97393 |  | 605.7007 | 0.99359 |  | 605.7007 | 0.37524 |  | 611.6431 | 0.65338 |  | 605.7007 | 0.42143 |  | 605.7007 | 0.46067 |  | 605.7007 | 0.37594 |  | 605.7007 | 0.39749
| 612.2919 | 0.97494 |  | 605.9253 | 0.99114 |  | 605.9253 | 0.37537 |  | 611.8731 | 0.65379 |  | 605.9253 | 0.41836 |  | 605.9253 | 0.45927 |  | 605.9253 | 0.37071 |  | 605.9253 | 0.39315
| 612.5215 | 0.97048 |  | 606.1499 | 0.99247 |  | 606.1499 | 0.37296 |  | 612.1031 | 0.65178 |  | 606.1499 | 0.41871 |  | 606.1499 | 0.45698 |  | 606.1499 | 0.37275 |  | 606.1499 | 0.39768
| 612.7511 | 0.96804 |  | 606.3746 | 0.98787 |  | 606.3746 | 0.3733 |  | 612.333 | 0.65459 |  | 606.3746 | 0.41624 |  | 606.3746 | 0.45721 |  | 606.3746 | 0.36819 |  | 606.3746 | 0.39491
| 612.9808 | 0.96505 |  | 606.5992 | 1 |  | 606.5992 | 0.37306 |  | 612.563 | 0.65318 |  | 606.5992 | 0.41609 |  | 606.5992 | 0.45613 |  | 606.5992 | 0.36979 |  | 606.5992 | 0.39472
| 613.2104 | 0.96432 |  | 606.8239 | 0.99009 |  | 606.8238 | 0.37305 |  | 612.793 | 0.65479 |  | 606.8239 | 0.41363 |  | 606.8239 | 0.45187 |  | 606.8238 | 0.36856 |  | 606.8239 | 0.39001
| 613.4401 | 0.96643 |  | 607.0485 | 0.98921 |  | 607.0485 | 0.37053 |  | 613.023 | 0.65379 |  | 607.0485 | 0.41364 |  | 607.0485 | 0.45068 |  | 607.0485 | 0.36725 |  | 607.0485 | 0.39084
| 613.6697 | 0.96512 |  | 607.2733 | 0.98447 |  | 607.2732 | 0.37165 |  | 613.2531 | 0.65539 |  | 607.2733 | 0.41011 |  | 607.2733 | 0.45093 |  | 607.2732 | 0.36732 |  | 607.2733 | 0.38688
| 613.8994 | 0.96519 |  | 607.4979 | 0.99054 |  | 607.4979 | 0.37187 |  | 613.4831 | 0.65379 |  | 607.4979 | 0.41124 |  | 607.4979 | 0.45004 |  | 607.4979 | 0.36509 |  | 607.4979 | 0.38861
| 614.1291 | 0.96477 |  | 607.7226 | 0.98933 |  | 607.7226 | 0.37009 |  | 613.7131 | 0.65379 |  | 607.7226 | 0.40857 |  | 607.7226 | 0.4474 |  | 607.7226 | 0.36155 |  | 607.7226 | 0.38835
| 614.3588 | 0.96559 |  | 607.9473 | 0.99119 |  | 607.9473 | 0.36992 |  | 613.9432 | 0.64938 |  | 607.9473 | 0.40851 |  | 607.9473 | 0.44866 |  | 607.9473 | 0.36413 |  | 607.9473 | 0.38817
| 614.5885 | 0.96657 |  | 608.1721 | 0.98699 |  | 608.1721 | 0.36754 |  | 614.1733 | 0.65078 |  | 608.1721 | 0.40588 |  | 608.1721 | 0.44731 |  | 608.1721 | 0.3633 |  | 608.1721 | 0.38401
| 614.8182 | 0.96159 |  | 608.3968 | 0.9894 |  | 608.3968 | 0.36941 |  | 614.4033 | 0.64958 |  | 608.3968 | 0.40561 |  | 608.3968 | 0.4444 |  | 608.3968 | 0.36065 |  | 608.3968 | 0.38633
| 615.048 | 0.96022 |  | 608.6215 | 0.98553 |  | 608.6215 | 0.36955 |  | 614.6334 | 0.65078 |  | 608.6215 | 0.40279 |  | 608.6215 | 0.44182 |  | 608.6215 | 0.35603 |  | 608.6215 | 0.37988
| 615.2777 | 0.95982 |  | 608.8463 | 0.98352 |  | 608.8463 | 0.36773 |  | 614.8635 | 0.64718 |  | 608.8463 | 0.40245 |  | 608.8463 | 0.44219 |  | 608.8463 | 0.35936 |  | 608.8463 | 0.38345
| 615.5074 | 0.95873 |  | 609.071 | 0.98542 |  | 609.071 | 0.36677 |  | 615.0936 | 0.65038 |  | 609.071 | 0.39993 |  | 609.071 | 0.43679 |  | 609.071 | 0.3579 |  | 609.071 | 0.37558
| 615.7372 | 0.95606 |  | 609.2958 | 0.98424 |  | 609.2958 | 0.36866 |  | 615.3237 | 0.64798 |  | 609.2958 | 0.39943 |  | 609.2958 | 0.43756 |  | 609.2958 | 0.35297 |  | 609.2958 | 0.37938
| 615.967 | 0.95156 |  | 609.5206 | 0.97533 |  | 609.5206 | 0.36418 |  | 615.5539 | 0.64898 |  | 609.5206 | 0.39684 |  | 609.5206 | 0.4354 |  | 609.5206 | 0.35153 |  | 609.5206 | 0.37476
| 616.1968 | 0.95526 |  | 609.7454 | 0.98449 |  | 609.7454 | 0.36554 |  | 615.784 | 0.64598 |  | 609.7454 | 0.39682 |  | 609.7454 | 0.43715 |  | 609.7454 | 0.35238 |  | 609.7454 | 0.37553
| 616.4266 | 0.95779 |  | 609.9702 | 0.98276 |  | 609.9701 | 0.3644 |  | 616.0142 | 0.64818 |  | 609.9702 | 0.39391 |  | 609.9702 | 0.43384 |  | 609.9701 | 0.34785 |  | 609.9702 | 0.37095
| 616.6564 | 0.94813 |  | 610.1949 | 0.98548 |  | 610.1949 | 0.36291 |  | 616.2443 | 0.64538 |  | 610.1949 | 0.39428 |  | 610.1949 | 0.43292 |  | 610.1949 | 0.34978 |  | 610.1949 | 0.3747
| 616.8862 | 0.9557 |  | 610.4197 | 0.97612 |  | 610.4197 | 0.3608 |  | 616.4745 | 0.64678 |  | 610.4197 | 0.39073 |  | 610.4197 | 0.42869 |  | 610.4197 | 0.35039 |  | 610.4197 | 0.37115
| 617.116 | 0.95677 |  | 610.6446 | 0.97766 |  | 610.6446 | 0.36106 |  | 616.7047 | 0.64337 |  | 610.6446 | 0.39108 |  | 610.6446 | 0.4303 |  | 610.6446 | 0.34861 |  | 610.6446 | 0.37154
| 617.3459 | 0.94572 |  | 610.8694 | 0.97168 |  | 610.8694 | 0.35796 |  | 616.9349 | 0.64517 |  | 610.8694 | 0.38785 |  | 610.8694 | 0.42801 |  | 610.8694 | 0.34635 |  | 610.8694 | 0.36807
| 617.5757 | 0.95546 |  | 611.0942 | 0.97854 |  | 611.0942 | 0.36235 |  | 617.1651 | 0.64377 |  | 611.0942 | 0.38819 |  | 611.0942 | 0.42557 |  | 611.0942 | 0.34505 |  | 611.0942 | 0.36891
| 617.8056 | 0.94853 |  | 611.3191 | 0.9643 |  | 611.3191 | 0.35929 |  | 617.3953 | 0.64598 |  | 611.3191 | 0.38453 |  | 611.3191 | 0.42509 |  | 611.3191 | 0.34254 |  | 611.3191 | 0.36385
| 618.0355 | 0.94069 |  | 611.5439 | 0.97371 |  | 611.5439 | 0.35907 |  | 617.6255 | 0.64297 |  | 611.5439 | 0.38537 |  | 611.5439 | 0.42464 |  | 611.5439 | 0.34171 |  | 611.5439 | 0.36408
| 618.2654 | 0.93826 |  | 611.7689 | 0.96904 |  | 611.7689 | 0.35684 |  | 617.8558 | 0.64317 |  | 611.7689 | 0.38243 |  | 611.7689 | 0.4215 |  | 611.7689 | 0.33877 |  | 611.7689 | 0.36242
| 618.4953 | 0.95356 |  | 611.9937 | 0.97946 |  | 611.9937 | 0.35743 |  | 618.0861 | 0.64137 |  | 611.9937 | 0.38239 |  | 611.9937 | 0.4203 |  | 611.9937 | 0.33828 |  | 611.9937 | 0.36223
| 618.7252 | 0.93333 |  | 612.2186 | 0.96912 |  | 612.2186 | 0.35337 |  | 618.3163 | 0.64197 |  | 612.2186 | 0.37934 |  | 612.2186 | 0.41815 |  | 612.2186 | 0.33985 |  | 612.2186 | 0.35839
| 618.9551 | 0.9411 |  | 612.4435 | 0.9724 |  | 612.4435 | 0.35486 |  | 618.5466 | 0.63957 |  | 612.4435 | 0.37945 |  | 612.4435 | 0.41533 |  | 612.4435 | 0.33537 |  | 612.4435 | 0.35947
| 619.185 | 0.94114 |  | 612.6685 | 0.96437 |  | 612.6685 | 0.35434 |  | 618.7769 | 0.64117 |  | 612.6685 | 0.37662 |  | 612.6685 | 0.41383 |  | 612.6685 | 0.33358 |  | 612.6685 | 0.3543
| 619.415 | 0.94559 |  | 612.8934 | 0.9728 |  | 612.8934 | 0.35292 |  | 619.0072 | 0.63857 |  | 612.8934 | 0.37698 |  | 612.8934 | 0.41536 |  | 612.8934 | 0.335 |  | 612.8934 | 0.35527
| 619.6449 | 0.92724 |  | 613.1183 | 0.96318 |  | 613.1183 | 0.35137 |  | 619.2375 | 0.64057 |  | 613.1183 | 0.37338 |  | 613.1183 | 0.41122 |  | 613.1183 | 0.33317 |  | 613.1183 | 0.35224
| 619.8749 | 0.94159 |  | 613.3432 | 0.96266 |  | 613.3432 | 0.35133 |  | 619.4678 | 0.63837 |  | 613.3432 | 0.37365 |  | 613.3432 | 0.41096 |  | 613.3432 | 0.3328 |  | 613.3432 | 0.351
| 620.1049 | 0.93359 |  | 613.5682 | 0.95837 |  | 613.5682 | 0.35245 |  | 619.6981 | 0.63937 |  | 613.5682 | 0.37115 |  | 613.5682 | 0.4063 |  | 613.5682 | 0.33084 |  | 613.5682 | 0.35095
| 620.3348 | 0.92279 |  | 613.7932 | 0.96045 |  | 613.7931 | 0.34982 |  | 619.9285 | 0.63897 |  | 613.7932 | 0.37074 |  | 613.7932 | 0.4094 |  | 613.7931 | 0.32807 |  | 613.7932 | 0.35115
| 620.5648 | 0.92915 |  | 614.0181 | 0.95288 |  | 614.0181 | 0.34803 |  | 620.1588 | 0.64157 |  | 614.0181 | 0.36784 |  | 614.0181 | 0.40526 |  | 614.0181 | 0.32625 |  | 614.0181 | 0.3461
| 620.7948 | 0.93322 |  | 614.2431 | 0.96033 |  | 614.2431 | 0.34965 |  | 620.3892 | 0.64037 |  | 614.2431 | 0.36768 |  | 614.2431 | 0.40587 |  | 614.2431 | 0.32581 |  | 614.2431 | 0.35013
| 621.0249 | 0.93138 |  | 614.4681 | 0.95593 |  | 614.4681 | 0.34691 |  | 620.6196 | 0.64017 |  | 614.4681 | 0.36467 |  | 614.4681 | 0.40363 |  | 614.4681 | 0.32308 |  | 614.4681 | 0.34347
| 621.2549 | 0.92532 |  | 614.6931 | 0.95289 |  | 614.693 | 0.34825 |  | 620.85 | 0.63877 |  | 614.6931 | 0.36472 |  | 614.6931 | 0.40165 |  | 614.693 | 0.32484 |  | 614.6931 | 0.34587
| 621.485 | 0.91565 |  | 614.9181 | 0.95451 |  | 614.9181 | 0.34481 |  | 621.0804 | 0.64077 |  | 614.9181 | 0.3619 |  | 614.9181 | 0.40061 |  | 614.9181 | 0.31959 |  | 614.9181 | 0.34326
| 621.715 | 0.92413 |  | 615.1431 | 0.95307 |  | 615.1431 | 0.34561 |  | 621.3108 | 0.64037 |  | 615.1431 | 0.36226 |  | 615.1431 | 0.39839 |  | 615.1431 | 0.31849 |  | 615.1431 | 0.34106
| 621.9451 | 0.9194 |  | 615.3681 | 0.94846 |  | 615.3681 | 0.34292 |  | 621.5412 | 0.64037 |  | 615.3681 | 0.35947 |  | 615.3681 | 0.39636 |  | 615.3681 | 0.31802 |  | 615.3681 | 0.33979
| 622.1751 | 0.92639 |  | 615.5931 | 0.95143 |  | 615.5931 | 0.34314 |  | 621.7716 | 0.63777 |  | 615.5931 | 0.35958 |  | 615.5931 | 0.39754 |  | 615.5931 | 0.32085 |  | 615.5931 | 0.33919
| 622.4052 | 0.91311 |  | 615.8182 | 0.94264 |  | 615.8182 | 0.34199 |  | 622.0021 | 0.63877 |  | 615.8182 | 0.35723 |  | 615.8182 | 0.39514 |  | 615.8182 | 0.31808 |  | 615.8182 | 0.33774
| 622.6353 | 0.91418 |  | 616.0433 | 0.94563 |  | 616.0433 | 0.34402 |  | 622.2325 | 0.63857 |  | 616.0433 | 0.35735 |  | 616.0433 | 0.39231 |  | 616.0433 | 0.31657 |  | 616.0433 | 0.33773
| 622.8654 | 0.91298 |  | 616.2683 | 0.93963 |  | 616.2683 | 0.34028 |  | 622.463 | 0.63777 |  | 616.2683 | 0.35407 |  | 616.2683 | 0.38855 |  | 616.2683 | 0.31437 |  | 616.2683 | 0.33518
| 623.0956 | 0.9139 |  | 616.4934 | 0.95396 |  | 616.4934 | 0.34047 |  | 622.6934 | 0.63496 |  | 616.4934 | 0.35467 |  | 616.4934 | 0.39023 |  | 616.4934 | 0.31466 |  | 616.4934 | 0.33475
| 623.3257 | 0.91139 |  | 616.7185 | 0.94048 |  | 616.7185 | 0.33873 |  | 622.9239 | 0.63636 |  | 616.7185 | 0.35135 |  | 616.7185 | 0.38705 |  | 616.7185 | 0.31175 |  | 616.7185 | 0.3332
| 623.5558 | 0.9082 |  | 616.9436 | 0.94354 |  | 616.9436 | 0.33923 |  | 623.1544 | 0.63676 |  | 616.9436 | 0.35146 |  | 616.9436 | 0.38596 |  | 616.9436 | 0.31348 |  | 616.9436 | 0.33315
| 623.786 | 0.91061 |  | 617.1687 | 0.94339 |  | 617.1687 | 0.33579 |  | 623.385 | 0.63636 |  | 617.1687 | 0.34878 |  | 617.1687 | 0.38582 |  | 617.1687 | 0.31082 |  | 617.1687 | 0.33039
| 624.0162 | 0.90441 |  | 617.3938 | 0.9374 |  | 617.3938 | 0.33645 |  | 623.6155 | 0.63396 |  | 617.3938 | 0.34863 |  | 617.3938 | 0.38349 |  | 617.3938 | 0.31248 |  | 617.3938 | 0.32883
| 624.2463 | 0.90153 |  | 617.619 | 0.94339 |  | 617.619 | 0.33361 |  | 623.846 | 0.63456 |  | 617.619 | 0.3459 |  | 617.619 | 0.38309 |  | 617.619 | 0.30662 |  | 617.619 | 0.32688
| 624.4765 | 0.90139 |  | 617.8441 | 0.93924 |  | 617.8441 | 0.33499 |  | 624.0765 | 0.63416 |  | 617.8441 | 0.34635 |  | 617.8441 | 0.38025 |  | 617.8441 | 0.30548 |  | 617.8441 | 0.32878
| 624.7067 | 0.91165 |  | 618.0692 | 0.93114 |  | 618.0692 | 0.33203 |  | 624.3071 | 0.63396 |  | 618.0692 | 0.34251 |  | 618.0692 | 0.37787 |  | 618.0692 | 0.30422 |  | 618.0692 | 0.32539
| 624.9369 | 0.90401 |  | 618.2944 | 0.93115 |  | 618.2944 | 0.33232 |  | 624.5377 | 0.63356 |  | 618.2944 | 0.34303 |  | 618.2944 | 0.37815 |  | 618.2944 | 0.30487 |  | 618.2944 | 0.32733
| 625.1671 | 0.8962 |  | 618.5195 | 0.92756 |  | 618.5195 | 0.33181 |  | 624.7682 | 0.63416 |  | 618.5195 | 0.34012 |  | 618.5195 | 0.37634 |  | 618.5195 | 0.30137 |  | 618.5195 | 0.32104
| 625.3974 | 0.89912 |  | 618.7447 | 0.92799 |  | 618.7447 | 0.33137 |  | 624.9988 | 0.63396 |  | 618.7447 | 0.34021 |  | 618.7447 | 0.37647 |  | 618.7447 | 0.30358 |  | 618.7447 | 0.32243
| 625.6276 | 0.90126 |  | 618.9698 | 0.93047 |  | 618.9698 | 0.32987 |  | 625.2294 | 0.63556 |  | 618.9698 | 0.33744 |  | 618.9698 | 0.37392 |  | 618.9698 | 0.3009 |  | 618.9698 | 0.31711
| 625.8579 | 0.90011 |  | 619.1951 | 0.93239 |  | 619.1951 | 0.32938 |  | 625.46 | 0.63656 |  | 619.1951 | 0.33772 |  | 619.1951 | 0.37331 |  | 619.1951 | 0.29999 |  | 619.1951 | 0.31859
| 626.0881 | 0.89884 |  | 619.4203 | 0.92214 |  | 619.4203 | 0.32645 |  | 625.6906 | 0.63737 |  | 619.4203 | 0.33519 |  | 619.4203 | 0.36903 |  | 619.4203 | 0.29888 |  | 619.4203 | 0.3179
| 626.3184 | 0.89706 |  | 619.6454 | 0.92405 |  | 619.6454 | 0.32766 |  | 625.9213 | 0.63837 |  | 619.6454 | 0.33478 |  | 619.6454 | 0.37039 |  | 619.6454 | 0.29761 |  | 619.6454 | 0.31811
| 626.5487 | 0.89265 |  | 619.8707 | 0.92154 |  | 619.8707 | 0.32592 |  | 626.1519 | 0.63797 |  | 619.8707 | 0.33217 |  | 619.8707 | 0.3685 |  | 619.8707 | 0.29749 |  | 619.8707 | 0.31605
| 626.779 | 0.89161 |  | 620.0959 | 0.92068 |  | 620.096 | 0.32842 |  | 626.3826 | 0.63777 |  | 620.0959 | 0.33264 |  | 620.0959 | 0.36724 |  | 620.096 | 0.2975 |  | 620.0959 | 0.31395
| 627.0093 | 0.89215 |  | 620.3212 | 0.91603 |  | 620.3212 | 0.32312 |  | 626.6132 | 0.63817 |  | 620.3212 | 0.32996 |  | 620.3212 | 0.36802 |  | 620.3212 | 0.29553 |  | 620.3212 | 0.31318
| 627.2396 | 0.89406 |  | 620.5464 | 0.92517 |  | 620.5464 | 0.32271 |  | 626.8439 | 0.63837 |  | 620.5464 | 0.33012 |  | 620.5464 | 0.3656 |  | 620.5464 | 0.29448 |  | 620.5464 | 0.31315
| 627.4699 | 0.89323 |  | 620.7717 | 0.91685 |  | 620.7717 | 0.32175 |  | 627.0746 | 0.63837 |  | 620.7717 | 0.32713 |  | 620.7717 | 0.36407 |  | 620.7717 | 0.29121 |  | 620.7717 | 0.31257
| 627.7003 | 0.88008 |  | 620.9969 | 0.91735 |  | 620.9969 | 0.3224 |  | 627.3053 | 0.63857 |  | 620.9969 | 0.32745 |  | 620.9969 | 0.36108 |  | 620.9969 | 0.29227 |  | 620.9969 | 0.31077
| 627.9306 | 0.88097 |  | 621.2222 | 0.91306 |  | 621.2222 | 0.31968 |  | 627.536 | 0.63917 |  | 621.2222 | 0.32459 |  | 621.2222 | 0.35797 |  | 621.2222 | 0.28908 |  | 621.2222 | 0.30522
| 628.161 | 0.8879 |  | 621.4475 | 0.91313 |  | 621.4475 | 0.31997 |  | 627.7667 | 0.63937 |  | 621.4475 | 0.3246 |  | 621.4475 | 0.36066 |  | 621.4475 | 0.28933 |  | 621.4475 | 0.30764
| 628.3914 | 0.88633 |  | 621.6728 | 0.91152 |  | 621.6728 | 0.31656 |  | 627.9974 | 0.63717 |  | 621.6728 | 0.32216 |  | 621.6728 | 0.35707 |  | 621.6728 | 0.28371 |  | 621.6728 | 0.30541
| 628.6218 | 0.88433 |  | 621.8981 | 0.91333 |  | 621.8981 | 0.31944 |  | 628.2282 | 0.63797 |  | 621.8981 | 0.32266 |  | 621.8981 | 0.35867 |  | 621.8981 | 0.28665 |  | 621.8981 | 0.3076
| 628.8522 | 0.88218 |  | 622.1234 | 0.90818 |  | 622.1234 | 0.3165 |  | 628.4589 | 0.63797 |  | 622.1234 | 0.31999 |  | 622.1234 | 0.35487 |  | 622.1234 | 0.28369 |  | 622.1234 | 0.30488
| 629.0826 | 0.87414 |  | 622.3488 | 0.91048 |  | 622.3487 | 0.31663 |  | 628.6897 | 0.63817 |  | 622.3488 | 0.31973 |  | 622.3488 | 0.3537 |  | 622.3487 | 0.28648 |  | 622.3488 | 0.30436
| 629.313 | 0.88581 |  | 622.5741 | 0.90622 |  | 622.5741 | 0.31435 |  | 628.9204 | 0.63857 |  | 622.5741 | 0.31712 |  | 622.5741 | 0.34987 |  | 622.5741 | 0.28473 |  | 622.5741 | 0.30238
| 629.5434 | 0.87173 |  | 622.7994 | 0.90854 |  | 622.7994 | 0.31471 |  | 629.1512 | 0.63977 |  | 622.7994 | 0.31714 |  | 622.7994 | 0.35246 |  | 622.7994 | 0.28499 |  | 622.7994 | 0.30308
| 629.7738 | 0.87739 |  | 623.0248 | 0.89707 |  | 623.0248 | 0.31057 |  | 629.382 | 0.64317 |  | 623.0248 | 0.31405 |  | 623.0248 | 0.34791 |  | 623.0248 | 0.28059 |  | 623.0248 | 0.29828
| 630.0043 | 0.87126 |  | 623.2501 | 0.89751 |  | 623.2501 | 0.31172 |  | 629.6128 | 0.64257 |  | 623.2501 | 0.31436 |  | 623.2501 | 0.34954 |  | 623.2501 | 0.27995 |  | 623.2501 | 0.297
| 630.2348 | 0.86896 |  | 623.4755 | 0.89366 |  | 623.4755 | 0.3115 |  | 629.8437 | 0.63476 |  | 623.4755 | 0.31147 |  | 623.4755 | 0.34586 |  | 623.4755 | 0.27864 |  | 623.4755 | 0.29619
| 630.4652 | 0.86747 |  | 623.7009 | 0.90024 |  | 623.7009 | 0.30879 |  | 630.0745 | 0.63556 |  | 623.7009 | 0.31142 |  | 623.7009 | 0.34625 |  | 623.7009 | 0.27516 |  | 623.7009 | 0.29827
| 630.6957 | 0.86876 |  | 623.9263 | 0.8958 |  | 623.9263 | 0.30811 |  | 630.3053 | 0.63897 |  | 623.9263 | 0.30902 |  | 623.9263 | 0.3417 |  | 623.9263 | 0.27788 |  | 623.9263 | 0.2947
| 630.9262 | 0.8694 |  | 624.1517 | 0.89334 |  | 624.1517 | 0.30803 |  | 630.5362 | 0.63376 |  | 624.1517 | 0.30923 |  | 624.1517 | 0.34318 |  | 624.1517 | 0.27774 |  | 624.1517 | 0.29267
| 631.1567 | 0.8616 |  | 624.3771 | 0.89053 |  | 624.3771 | 0.30797 |  | 630.767 | 0.63116 |  | 624.3771 | 0.3062 |  | 624.3771 | 0.34118 |  | 624.3771 | 0.27392 |  | 624.3771 | 0.29345
| 631.3872 | 0.85919 |  | 624.6025 | 0.88403 |  | 624.6025 | 0.30456 |  | 630.9979 | 0.63056 |  | 624.6025 | 0.30636 |  | 624.6025 | 0.33941 |  | 624.6025 | 0.27245 |  | 624.6025 | 0.29344
| 631.6178 | 0.86935 |  | 624.8279 | 0.8876 |  | 624.8279 | 0.30515 |  | 631.2288 | 0.63196 |  | 624.8279 | 0.30409 |  | 624.8279 | 0.33785 |  | 624.8279 | 0.27133 |  | 624.8279 | 0.2893
| 631.8483 | 0.86287 |  | 625.0534 | 0.88877 |  | 625.0534 | 0.30494 |  | 631.4597 | 0.63536 |  | 625.0534 | 0.30418 |  | 625.0534 | 0.3366 |  | 625.0534 | 0.27253 |  | 625.0534 | 0.29175
| 632.0788 | 0.85651 |  | 625.2788 | 0.88101 |  | 625.2788 | 0.30072 |  | 631.6906 | 0.63396 |  | 625.2788 | 0.30153 |  | 625.2788 | 0.33423 |  | 625.2788 | 0.26875 |  | 625.2788 | 0.28674
| 632.3094 | 0.85917 |  | 625.5043 | 0.88558 |  | 625.5043 | 0.30275 |  | 631.9215 | 0.63396 |  | 625.5043 | 0.30187 |  | 625.5043 | 0.33531 |  | 625.5043 | 0.27076 |  | 625.5043 | 0.28747
| 632.54 | 0.84791 |  | 625.7297 | 0.87906 |  | 625.7297 | 0.30127 |  | 632.1524 | 0.63837 |  | 625.7297 | 0.29941 |  | 625.7297 | 0.33396 |  | 625.7297 | 0.26971 |  | 625.7297 | 0.28574
| 632.7706 | 0.85939 |  | 625.9552 | 0.87938 |  | 625.9552 | 0.30265 |  | 632.3833 | 0.62976 |  | 625.9552 | 0.29988 |  | 625.9552 | 0.33236 |  | 625.9552 | 0.26807 |  | 625.9552 | 0.28735
| 633.0012 | 0.84859 |  | 626.1807 | 0.87759 |  | 626.1807 | 0.29951 |  | 632.6143 | 0.62515 |  | 626.1807 | 0.29729 |  | 626.1807 | 0.33214 |  | 626.1807 | 0.26718 |  | 626.1807 | 0.28364
| 633.2318 | 0.84611 |  | 626.4062 | 0.87961 |  | 626.4062 | 0.29923 |  | 632.8452 | 0.62956 |  | 626.4062 | 0.29756 |  | 626.4062 | 0.32874 |  | 626.4062 | 0.26722 |  | 626.4062 | 0.28441
| 633.4624 | 0.84493 |  | 626.6317 | 0.87683 |  | 626.6317 | 0.29954 |  | 633.0762 | 0.62815 |  | 626.6317 | 0.29526 |  | 626.6317 | 0.33056 |  | 626.6317 | 0.26525 |  | 626.6317 | 0.28432
| 633.693 | 0.84207 |  | 626.8572 | 0.88007 |  | 626.8572 | 0.29952 |  | 633.3072 | 0.62675 |  | 626.8572 | 0.29604 |  | 626.8572 | 0.32913 |  | 626.8572 | 0.26626 |  | 626.8572 | 0.28319
| 633.9236 | 0.84368 |  | 627.0828 | 0.87729 |  | 627.0828 | 0.29696 |  | 633.5382 | 0.62315 |  | 627.0828 | 0.29354 |  | 627.0828 | 0.32796 |  | 627.0828 | 0.26233 |  | 627.0828 | 0.28119
| 634.1543 | 0.83302 |  | 627.3083 | 0.87995 |  | 627.3083 | 0.29602 |  | 633.7692 | 0.62135 |  | 627.3083 | 0.29414 |  | 627.3083 | 0.32606 |  | 627.3083 | 0.26443 |  | 627.3083 | 0.28167
| 634.3849 | 0.82584 |  | 627.5338 | 0.87421 |  | 627.5338 | 0.29685 |  | 634.0002 | 0.62275 |  | 627.5338 | 0.29196 |  | 627.5338 | 0.325 |  | 627.5338 | 0.26125 |  | 627.5338 | 0.28192
| 634.6156 | 0.84321 |  | 627.7594 | 0.87552 |  | 627.7594 | 0.2955 |  | 634.2312 | 0.62095 |  | 627.7594 | 0.29162 |  | 627.7594 | 0.32315 |  | 627.7594 | 0.26215 |  | 627.7594 | 0.27977
| 634.8463 | 0.82768 |  | 627.9849 | 0.86766 |  | 627.9849 | 0.29541 |  | 634.4623 | 0.62175 |  | 627.9849 | 0.29031 |  | 627.9849 | 0.32396 |  | 627.9849 | 0.26126 |  | 627.9849 | 0.2773
| 635.077 | 0.82287 |  | 628.2105 | 0.87276 |  | 628.2105 | 0.29401 |  | 634.6933 | 0.62535 |  | 628.2105 | 0.29003 |  | 628.2105 | 0.32405 |  | 628.2105 | 0.26062 |  | 628.2105 | 0.27757
| 635.3077 | 0.82674 |  | 628.4361 | 0.86401 |  | 628.4361 | 0.29375 |  | 634.9244 | 0.62075 |  | 628.4361 | 0.28877 |  | 628.4361 | 0.32424 |  | 628.4361 | 0.26027 |  | 628.4361 | 0.27567
| 635.5384 | 0.82571 |  | 628.6617 | 0.87724 |  | 628.6617 | 0.29315 |  | 635.1554 | 0.61794 |  | 628.6617 | 0.28875 |  | 628.6617 | 0.32078 |  | 628.6617 | 0.25892 |  | 628.6617 | 0.27792
| 635.7691 | 0.82241 |  | 628.8873 | 0.87404 |  | 628.8873 | 0.29206 |  | 635.3865 | 0.62435 |  | 628.8873 | 0.2866 |  | 628.8873 | 0.31926 |  | 628.8873 | 0.25862 |  | 628.8873 | 0.27426
| 635.9999 | 0.81437 |  | 629.1129 | 0.87339 |  | 629.1129 | 0.29152 |  | 635.6176 | 0.61934 |  | 629.1129 | 0.28701 |  | 629.1129 | 0.31928 |  | 629.1129 | 0.25667 |  | 629.1129 | 0.27629
| 636.2306 | 0.81978 |  | 629.3385 | 0.86492 |  | 629.3385 | 0.28954 |  | 635.8487 | 0.61334 |  | 629.3385 | 0.28406 |  | 629.3385 | 0.31887 |  | 629.3385 | 0.25411 |  | 629.3385 | 0.27354
| 636.4614 | 0.81152 |  | 629.5641 | 0.8692 |  | 629.5642 | 0.29009 |  | 636.0798 | 0.61634 |  | 629.5641 | 0.28501 |  | 629.5641 | 0.31758 |  | 629.5642 | 0.25695 |  | 629.5641 | 0.27378
| 636.6921 | 0.80611 |  | 629.7898 | 0.86168 |  | 629.7898 | 0.28818 |  | 636.3109 | 0.61574 |  | 629.7898 | 0.28259 |  | 629.7898 | 0.31618 |  | 629.7898 | 0.25397 |  | 629.7898 | 0.27238
| 636.9229 | 0.80147 |  | 630.0154 | 0.86569 |  | 630.0154 | 0.28881 |  | 636.542 | 0.61113 |  | 630.0154 | 0.28254 |  | 630.0154 | 0.31543 |  | 630.0154 | 0.25398 |  | 630.0154 | 0.27398
| 637.1537 | 0.7957 |  | 630.2411 | 0.85873 |  | 630.2411 | 0.28683 |  | 636.7732 | 0.61754 |  | 630.2411 | 0.28043 |  | 630.2411 | 0.31396 |  | 630.2411 | 0.25251 |  | 630.2411 | 0.2711
| 637.3845 | 0.80004 |  | 630.4668 | 0.86636 |  | 630.4668 | 0.28498 |  | 637.0043 | 0.61173 |  | 630.4668 | 0.28041 |  | 630.4668 | 0.31493 |  | 630.4668 | 0.25313 |  | 630.4668 | 0.27234
| 637.6153 | 0.79317 |  | 630.6924 | 0.85995 |  | 630.6924 | 0.28191 |  | 637.2355 | 0.61133 |  | 630.6924 | 0.27808 |  | 630.6924 | 0.30992 |  | 630.6924 | 0.25185 |  | 630.6924 | 0.26882
| 637.8461 | 0.79337 |  | 630.9182 | 0.85829 |  | 630.9181 | 0.28453 |  | 637.4667 | 0.61514 |  | 630.9182 | 0.2779 |  | 630.9182 | 0.31072 |  | 630.9181 | 0.24981 |  | 630.9182 | 0.26906
| 638.077 | 0.78589 |  | 631.1438 | 0.85354 |  | 631.1438 | 0.28407 |  | 637.6979 | 0.61193 |  | 631.1438 | 0.27608 |  | 631.1438 | 0.31028 |  | 631.1438 | 0.24819 |  | 631.1438 | 0.26626
| 638.3078 | 0.78009 |  | 631.3695 | 0.85062 |  | 631.3695 | 0.28354 |  | 637.929 | 0.60493 |  | 631.3695 | 0.27553 |  | 631.3695 | 0.30785 |  | 631.3695 | 0.24827 |  | 631.3695 | 0.26791
| 638.5386 | 0.78166 |  | 631.5952 | 0.84875 |  | 631.5952 | 0.28113 |  | 638.1603 | 0.60693 |  | 631.5952 | 0.27311 |  | 631.5952 | 0.30347 |  | 631.5952 | 0.24649 |  | 631.5952 | 0.26327
| 638.7695 | 0.7747 |  | 631.821 | 0.85122 |  | 631.821 | 0.28105 |  | 638.3915 | 0.59712 |  | 631.821 | 0.27308 |  | 631.821 | 0.30687 |  | 631.821 | 0.24827 |  | 631.821 | 0.26698
| 639.0004 | 0.77794 |  | 632.0467 | 0.84849 |  | 632.0467 | 0.27947 |  | 638.6227 | 0.60292 |  | 632.0467 | 0.2705 |  | 632.0467 | 0.30502 |  | 632.0467 | 0.24451 |  | 632.0467 | 0.26258
| 639.2313 | 0.75638 |  | 632.2725 | 0.83705 |  | 632.2725 | 0.27532 |  | 638.8539 | 0.60473 |  | 632.2725 | 0.2679 |  | 632.2725 | 0.30093 |  | 632.2725 | 0.24513 |  | 632.2725 | 0.26116
| 639.4622 | 0.76363 |  | 632.4982 | 0.83837 |  | 632.4982 | 0.27637 |  | 639.0852 | 0.59571 |  | 632.4982 | 0.26761 |  | 632.4982 | 0.29902 |  | 632.4982 | 0.24054 |  | 632.4982 | 0.25919
| 639.6931 | 0.75295 |  | 632.7239 | 0.82995 |  | 632.7239 | 0.2733 |  | 639.3164 | 0.60433 |  | 632.7239 | 0.26529 |  | 632.7239 | 0.29738 |  | 632.7239 | 0.2415 |  | 632.7239 | 0.25845
| 639.924 | 0.75614 |  | 632.9497 | 0.83498 |  | 632.9497 | 0.27369 |  | 639.5477 | 0.59892 |  | 632.9497 | 0.26533 |  | 632.9497 | 0.29745 |  | 632.9497 | 0.23958 |  | 632.9497 | 0.25932
| 640.1549 | 0.74926 |  | 633.1755 | 0.83182 |  | 633.1755 | 0.27163 |  | 639.779 | 0.59612 |  | 633.1755 | 0.26282 |  | 633.1755 | 0.29535 |  | 633.1755 | 0.23888 |  | 633.1755 | 0.25504
| 640.3859 | 0.74492 |  | 633.4013 | 0.82875 |  | 633.4013 | 0.27085 |  | 640.0103 | 0.59111 |  | 633.4013 | 0.26245 |  | 633.4013 | 0.29359 |  | 633.4013 | 0.23642 |  | 633.4013 | 0.25584
| 640.6168 | 0.74581 |  | 633.6271 | 0.8191 |  | 633.6271 | 0.26828 |  | 640.2416 | 0.58831 |  | 633.6271 | 0.25962 |  | 633.6271 | 0.2916 |  | 633.6271 | 0.23901 |  | 633.6271 | 0.25257
| 640.8478 | 0.73751 |  | 633.8529 | 0.82247 |  | 633.8529 | 0.26786 |  | 640.4729 | 0.5853 |  | 633.8529 | 0.25965 |  | 633.8529 | 0.29339 |  | 633.8529 | 0.23422 |  | 633.8529 | 0.25331
| 641.0788 | 0.74258 |  | 634.0787 | 0.82268 |  | 634.0787 | 0.26531 |  | 640.7042 | 0.58771 |  | 634.0787 | 0.2575 |  | 634.0787 | 0.28708 |  | 634.0787 | 0.23412 |  | 634.0787 | 0.25003
| 641.3097 | 0.73515 |  | 634.3046 | 0.81916 |  | 634.3046 | 0.26451 |  | 640.9356 | 0.58811 |  | 634.3046 | 0.25673 |  | 634.3046 | 0.28407 |  | 634.3046 | 0.23097 |  | 634.3046 | 0.24902
| 641.5407 | 0.73377 |  | 634.5304 | 0.81207 |  | 634.5304 | 0.26344 |  | 641.1669 | 0.59111 |  | 634.5304 | 0.25424 |  | 634.5304 | 0.28604 |  | 634.5304 | 0.2315 |  | 634.5304 | 0.24428
| 641.7717 | 0.72654 |  | 634.7562 | 0.81216 |  | 634.7562 | 0.26252 |  | 641.3983 | 0.5847 |  | 634.7562 | 0.25343 |  | 634.7562 | 0.28639 |  | 634.7562 | 0.22991 |  | 634.7562 | 0.24786
| 642.0028 | 0.72848 |  | 634.9821 | 0.80361 |  | 634.9821 | 0.26062 |  | 641.6296 | 0.58991 |  | 634.9821 | 0.25126 |  | 634.9821 | 0.28559 |  | 634.9821 | 0.2299 |  | 634.9821 | 0.2465
| 642.2338 | 0.72096 |  | 635.2079 | 0.80359 |  | 635.2079 | 0.25857 |  | 641.861 | 0.5833 |  | 635.2079 | 0.25069 |  | 635.2079 | 0.28141 |  | 635.2079 | 0.22803 |  | 635.2079 | 0.24498
| 642.4648 | 0.71734 |  | 635.4338 | 0.79264 |  | 635.4338 | 0.25536 |  | 642.0924 | 0.57849 |  | 635.4338 | 0.24622 |  | 635.4338 | 0.2784 |  | 635.4338 | 0.22386 |  | 635.4338 | 0.24245
| 642.6959 | 0.71193 |  | 635.6597 | 0.79474 |  | 635.6597 | 0.25831 |  | 642.3238 | 0.57449 |  | 635.6597 | 0.24757 |  | 635.6597 | 0.2804 |  | 635.6597 | 0.22554 |  | 635.6597 | 0.24256
| 642.9269 | 0.71605 |  | 635.8856 | 0.7876 |  | 635.8856 | 0.25429 |  | 642.5552 | 0.57509 |  | 635.8856 | 0.24438 |  | 635.8856 | 0.27356 |  | 635.8856 | 0.21958 |  | 635.8856 | 0.23781
| 643.158 | 0.71097 |  | 636.1115 | 0.78448 |  | 636.1115 | 0.25155 |  | 642.7866 | 0.57669 |  | 636.1115 | 0.24356 |  | 636.1115 | 0.27543 |  | 636.1115 | 0.22245 |  | 636.1115 | 0.2379
| 643.3891 | 0.70845 |  | 636.3374 | 0.78133 |  | 636.3374 | 0.24968 |  | 643.0181 | 0.57689 |  | 636.3374 | 0.24096 |  | 636.3374 | 0.27125 |  | 636.3374 | 0.21686 |  | 636.3374 | 0.23374
| 643.6202 | 0.70521 |  | 636.5634 | 0.77706 |  | 636.5634 | 0.24961 |  | 643.2495 | 0.57589 |  | 636.5634 | 0.23983 |  | 636.5634 | 0.27003 |  | 636.5634 | 0.22001 |  | 636.5634 | 0.23442
| 643.8513 | 0.7091 |  | 636.7892 | 0.78604 |  | 636.7893 | 0.25072 |  | 643.481 | 0.57008 |  | 636.7892 | 0.2415 |  | 636.7892 | 0.27107 |  | 636.7893 | 0.22142 |  | 636.7892 | 0.2376
| 644.0824 | 0.70882 |  | 637.0152 | 0.7773 |  | 637.0152 | 0.24661 |  | 643.7124 | 0.57149 |  | 637.0152 | 0.23849 |  | 637.0152 | 0.27002 |  | 637.0152 | 0.21325 |  | 637.0152 | 0.23476
| 644.3135 | 0.69914 |  | 637.2411 | 0.77176 |  | 637.2411 | 0.24649 |  | 643.9439 | 0.56828 |  | 637.2411 | 0.23705 |  | 637.2411 | 0.26627 |  | 637.2411 | 0.21409 |  | 637.2411 | 0.23002
| 644.5447 | 0.69136 |  | 637.4671 | 0.76496 |  | 637.4671 | 0.2451 |  | 644.1754 | 0.56888 |  | 637.4671 | 0.23563 |  | 637.4671 | 0.26584 |  | 637.4671 | 0.2164 |  | 637.4671 | 0.23066
| 644.7758 | 0.69353 |  | 637.6931 | 0.75462 |  | 637.6931 | 0.23961 |  | 644.4069 | 0.56488 |  | 637.6931 | 0.23188 |  | 637.6931 | 0.2606 |  | 637.6931 | 0.21094 |  | 637.6931 | 0.22677
| 645.007 | 0.68491 |  | 637.9191 | 0.76806 |  | 637.9191 | 0.24536 |  | 644.6384 | 0.56408 |  | 637.9191 | 0.23569 |  | 637.9191 | 0.26385 |  | 637.9191 | 0.21378 |  | 637.9191 | 0.22954
| 645.2381 | 0.68555 |  | 638.1451 | 0.75757 |  | 638.1451 | 0.24201 |  | 644.8699 | 0.56768 |  | 638.1451 | 0.23162 |  | 638.1451 | 0.25993 |  | 638.1451 | 0.20924 |  | 638.1451 | 0.22616
| 645.4693 | 0.68356 |  | 638.371 | 0.76226 |  | 638.371 | 0.24134 |  | 645.1014 | 0.56368 |  | 638.371 | 0.23233 |  | 638.371 | 0.26391 |  | 638.371 | 0.21295 |  | 638.371 | 0.22969
| 645.7005 | 0.68231 |  | 638.597 | 0.7471 |  | 638.597 | 0.23709 |  | 645.3329 | 0.56167 |  | 638.597 | 0.22808 |  | 638.597 | 0.2566 |  | 638.597 | 0.20912 |  | 638.597 | 0.22315
| 645.9317 | 0.67519 |  | 638.8231 | 0.74541 |  | 638.8231 | 0.23621 |  | 645.5645 | 0.56127 |  | 638.8231 | 0.2284 |  | 638.8231 | 0.25761 |  | 638.8231 | 0.20816 |  | 638.8231 | 0.225
| 646.1629 | 0.67543 |  | 639.0491 | 0.74362 |  | 639.0491 | 0.23592 |  | 645.7961 | 0.55927 |  | 639.0491 | 0.22608 |  | 639.0491 | 0.25508 |  | 639.0491 | 0.20647 |  | 639.0491 | 0.22124
| 646.3941 | 0.67137 |  | 639.2751 | 0.74032 |  | 639.2752 | 0.2361 |  | 646.0276 | 0.55707 |  | 639.2751 | 0.22654 |  | 639.2751 | 0.25577 |  | 639.2752 | 0.20481 |  | 639.2751 | 0.22191
| 646.6254 | 0.6641 |  | 639.5012 | 0.73281 |  | 639.5012 | 0.23253 |  | 646.2592 | 0.55687 |  | 639.5012 | 0.22353 |  | 639.5012 | 0.25269 |  | 639.5012 | 0.20491 |  | 639.5012 | 0.22117
| 646.8566 | 0.66306 |  | 639.7272 | 0.74434 |  | 639.7272 | 0.23565 |  | 646.4908 | 0.55767 |  | 639.7272 | 0.22588 |  | 639.7272 | 0.25331 |  | 639.7272 | 0.20432 |  | 639.7272 | 0.22047
| 647.0879 | 0.65973 |  | 639.9533 | 0.73239 |  | 639.9533 | 0.23162 |  | 646.7224 | 0.55787 |  | 639.9533 | 0.22157 |  | 639.9533 | 0.25017 |  | 639.9533 | 0.20329 |  | 639.9533 | 0.21933
| 647.3191 | 0.65415 |  | 640.1794 | 0.72873 |  | 640.1794 | 0.22879 |  | 646.954 | 0.55587 |  | 640.1794 | 0.22101 |  | 640.1794 | 0.24822 |  | 640.1794 | 0.19923 |  | 640.1794 | 0.21514
| 647.5504 | 0.65902 |  | 640.4055 | 0.73322 |  | 640.4055 | 0.23101 |  | 647.1856 | 0.55186 |  | 640.4055 | 0.22107 |  | 640.4055 | 0.24985 |  | 640.4055 | 0.20157 |  | 640.4055 | 0.21732
| 647.7817 | 0.65073 |  | 640.6315 | 0.72275 |  | 640.6315 | 0.22338 |  | 647.4173 | 0.55226 |  | 640.6315 | 0.21687 |  | 640.6315 | 0.24555 |  | 640.6315 | 0.19848 |  | 640.6315 | 0.21159
| 648.013 | 0.65343 |  | 640.8576 | 0.7154 |  | 640.8576 | 0.22432 |  | 647.6489 | 0.55146 |  | 640.8576 | 0.21536 |  | 640.8576 | 0.24461 |  | 640.8576 | 0.1959 |  | 640.8576 | 0.21209
| 648.2443 | 0.65269 |  | 641.0837 | 0.71087 |  | 641.0837 | 0.22312 |  | 647.8806 | 0.54465 |  | 641.0837 | 0.21426 |  | 641.0837 | 0.24128 |  | 641.0837 | 0.19477 |  | 641.0837 | 0.21123
| 648.4756 | 0.6449 |  | 641.3099 | 0.71831 |  | 641.3099 | 0.22466 |  | 648.1122 | 0.53644 |  | 641.3099 | 0.21503 |  | 641.3099 | 0.24421 |  | 641.3099 | 0.19584 |  | 641.3099 | 0.21393
| 648.7069 | 0.64702 |  | 641.536 | 0.70934 |  | 641.536 | 0.22355 |  | 648.3439 | 0.52523 |  | 641.536 | 0.21236 |  | 641.536 | 0.23876 |  | 641.536 | 0.19397 |  | 641.536 | 0.20824
| 648.9383 | 0.64517 |  | 641.7621 | 0.70357 |  | 641.7622 | 0.22074 |  | 648.5756 | 0.52303 |  | 641.7621 | 0.21098 |  | 641.7621 | 0.23619 |  | 641.7622 | 0.19287 |  | 641.7621 | 0.20605
| 649.1696 | 0.64248 |  | 641.9883 | 0.69995 |  | 641.9883 | 0.21871 |  | 648.8073 | 0.52743 |  | 641.9883 | 0.20938 |  | 641.9883 | 0.23432 |  | 641.9883 | 0.19231 |  | 641.9883 | 0.20671
| 649.401 | 0.63326 |  | 642.2144 | 0.69877 |  | 642.2144 | 0.21772 |  | 649.039 | 0.53124 |  | 642.2144 | 0.20841 |  | 642.2144 | 0.23672 |  | 642.2144 | 0.19042 |  | 642.2144 | 0.20457
| 649.6323 | 0.63141 |  | 642.4406 | 0.6933 |  | 642.4406 | 0.21742 |  | 649.2707 | 0.53124 |  | 642.4406 | 0.20689 |  | 642.4406 | 0.23563 |  | 642.4406 | 0.18936 |  | 642.4406 | 0.20603
| 649.8637 | 0.62787 |  | 642.6667 | 0.68327 |  | 642.6667 | 0.21393 |  | 649.5024 | 0.53084 |  | 642.6667 | 0.20424 |  | 642.6667 | 0.2309 |  | 642.6667 | 0.18638 |  | 642.6667 | 0.20183
| 650.0951 | 0.63167 |  | 642.8929 | 0.69711 |  | 642.8929 | 0.21695 |  | 649.7342 | 0.53044 |  | 642.8929 | 0.2073 |  | 642.8929 | 0.23513 |  | 642.8929 | 0.19049 |  | 642.8929 | 0.20326
| 650.3265 | 0.62969 |  | 643.1191 | 0.67666 |  | 643.1191 | 0.21059 |  | 649.9659 | 0.53244 |  | 643.1191 | 0.20087 |  | 643.1191 | 0.22639 |  | 643.1191 | 0.18488 |  | 643.1191 | 0.19843
| 650.5579 | 0.6268 |  | 643.3453 | 0.68673 |  | 643.3453 | 0.2126 |  | 650.1977 | 0.53164 |  | 643.3453 | 0.20267 |  | 643.3453 | 0.22823 |  | 643.3453 | 0.18374 |  | 643.3453 | 0.19894
| 650.7894 | 0.62204 |  | 643.5715 | 0.67445 |  | 643.5715 | 0.20762 |  | 650.4295 | 0.52944 |  | 643.5715 | 0.19888 |  | 643.5715 | 0.22412 |  | 643.5715 | 0.18138 |  | 643.5715 | 0.19694
| 651.0208 | 0.62017 |  | 643.7978 | 0.65425 |  | 643.7978 | 0.20277 |  | 650.6613 | 0.53064 |  | 643.7978 | 0.19496 |  | 643.7978 | 0.22308 |  | 643.7978 | 0.17779 |  | 643.7978 | 0.19434
| 651.2523 | 0.61614 |  | 644.024 | 0.67411 |  | 644.024 | 0.211 |  | 650.8931 | 0.53004 |  | 644.024 | 0.19937 |  | 644.024 | 0.22691 |  | 644.024 | 0.18114 |  | 644.024 | 0.19662
| 651.4837 | 0.61794 |  | 644.2502 | 0.66605 |  | 644.2502 | 0.20746 |  | 651.1249 | 0.53224 |  | 644.2502 | 0.19528 |  | 644.2502 | 0.22423 |  | 644.2502 | 0.17985 |  | 644.2502 | 0.19278
| 651.7152 | 0.61539 |  | 644.4765 | 0.67553 |  | 644.4765 | 0.20922 |  | 651.3567 | 0.53464 |  | 644.4765 | 0.19795 |  | 644.4765 | 0.22624 |  | 644.4765 | 0.18174 |  | 644.4765 | 0.19526
| 651.9466 | 0.61218 |  | 644.7028 | 0.67124 |  | 644.7028 | 0.2075 |  | 651.5885 | 0.53544 |  | 644.7028 | 0.19705 |  | 644.7028 | 0.22624 |  | 644.7028 | 0.18236 |  | 644.7028 | 0.19568
| 652.1781 | 0.61025 |  | 644.929 | 0.67294 |  | 644.929 | 0.20598 |  | 651.8203 | 0.54005 |  | 644.929 | 0.19622 |  | 644.929 | 0.22483 |  | 644.929 | 0.18052 |  | 644.929 | 0.19284
| 652.4096 | 0.60779 |  | 645.1553 | 0.66907 |  | 645.1553 | 0.20462 |  | 652.0522 | 0.54525 |  | 645.1553 | 0.19574 |  | 645.1553 | 0.22051 |  | 645.1553 | 0.18063 |  | 645.1553 | 0.19387
| 652.6412 | 0.61124 |  | 645.3816 | 0.66447 |  | 645.3816 | 0.20326 |  | 652.284 | 0.54606 |  | 645.3816 | 0.1937 |  | 645.3816 | 0.222 |  | 645.3816 | 0.17801 |  | 645.3816 | 0.1921
| 652.8727 | 0.60602 |  | 645.6078 | 0.6654 |  | 645.6078 | 0.20191 |  | 652.5159 | 0.54666 |  | 645.6078 | 0.19439 |  | 645.6078 | 0.22041 |  | 645.6078 | 0.17792 |  | 645.6078 | 0.19284
| 653.1042 | 0.60031 |  | 645.8342 | 0.64234 |  | 645.8342 | 0.19791 |  | 652.7478 | 0.54365 |  | 645.8342 | 0.18798 |  | 645.8342 | 0.21415 |  | 645.8342 | 0.1729 |  | 645.8342 | 0.18614
| 653.3357 | 0.60277 |  | 646.0605 | 0.64533 |  | 646.0605 | 0.19752 |  | 652.9796 | 0.54385 |  | 646.0605 | 0.18901 |  | 646.0605 | 0.21699 |  | 646.0605 | 0.17381 |  | 646.0605 | 0.18585
| 653.5673 | 0.59637 |  | 646.2868 | 0.64778 |  | 646.2868 | 0.19608 |  | 653.2115 | 0.54185 |  | 646.2868 | 0.18925 |  | 646.2868 | 0.21655 |  | 646.2868 | 0.17193 |  | 646.2868 | 0.18656
| 653.7989 | 0.59072 |  | 646.5131 | 0.63786 |  | 646.5131 | 0.19424 |  | 653.4435 | 0.53544 |  | 646.5131 | 0.18724 |  | 646.5131 | 0.21159 |  | 646.5131 | 0.16911 |  | 646.5131 | 0.18543
| 654.0304 | 0.59517 |  | 646.7395 | 0.63185 |  | 646.7395 | 0.19277 |  | 653.6754 | 0.52803 |  | 646.7395 | 0.18484 |  | 646.7395 | 0.20979 |  | 646.7395 | 0.16829 |  | 646.7395 | 0.18449
| 654.262 | 0.59396 |  | 646.9658 | 0.63775 |  | 646.9658 | 0.19479 |  | 653.9073 | 0.52083 |  | 646.9658 | 0.18765 |  | 646.9658 | 0.20966 |  | 646.9658 | 0.16983 |  | 646.9658 | 0.18446
| 654.4936 | 0.58444 |  | 647.1922 | 0.62487 |  | 647.1922 | 0.18992 |  | 654.1392 | 0.51942 |  | 647.1922 | 0.18245 |  | 647.1922 | 0.20497 |  | 647.1922 | 0.16585 |  | 647.1922 | 0.18131
| 654.7252 | 0.57583 |  | 647.4186 | 0.6198 |  | 647.4186 | 0.18836 |  | 654.3712 | 0.51822 |  | 647.4186 | 0.18194 |  | 647.4186 | 0.20436 |  | 647.4186 | 0.16439 |  | 647.4186 | 0.17898
| 654.9568 | 0.58613 |  | 647.645 | 0.62529 |  | 647.645 | 0.18742 |  | 654.6032 | 0.51662 |  | 647.645 | 0.18231 |  | 647.645 | 0.20479 |  | 647.645 | 0.16661 |  | 647.645 | 0.18019
| 655.1885 | 0.58353 |  | 647.8713 | 0.6222 |  | 647.8713 | 0.19037 |  | 654.8351 | 0.51702 |  | 647.8713 | 0.18377 |  | 647.8713 | 0.20356 |  | 647.8713 | 0.1672 |  | 647.8713 | 0.18311
| 655.4201 | 0.58339 |  | 648.0977 | 0.6263 |  | 648.0977 | 0.19109 |  | 655.0671 | 0.51181 |  | 648.0977 | 0.18388 |  | 648.0977 | 0.20612 |  | 648.0977 | 0.16576 |  | 648.0977 | 0.1815
| 655.6517 | 0.58046 |  | 648.3242 | 0.61825 |  | 648.3242 | 0.18628 |  | 655.2991 | 0.51462 |  | 648.3242 | 0.18081 |  | 648.3242 | 0.20318 |  | 648.3242 | 0.1624 |  | 648.3242 | 0.18029
| 655.8834 | 0.57658 |  | 648.5505 | 0.61478 |  | 648.5505 | 0.18595 |  | 655.5311 | 0.51081 |  | 648.5505 | 0.17955 |  | 648.5505 | 0.20498 |  | 648.5505 | 0.16214 |  | 648.5505 | 0.17666
| 656.1151 | 0.57338 |  | 648.777 | 0.60405 |  | 648.777 | 0.18483 |  | 655.7631 | 0.50921 |  | 648.777 | 0.17919 |  | 648.777 | 0.19888 |  | 648.777 | 0.16311 |  | 648.777 | 0.17595
| 656.3468 | 0.57136 |  | 649.0034 | 0.59914 |  | 649.0034 | 0.18099 |  | 655.9951 | 0.50961 |  | 649.0034 | 0.17602 |  | 649.0034 | 0.19776 |  | 649.0034 | 0.15841 |  | 649.0034 | 0.17437
| 656.5784 | 0.56608 |  | 649.2299 | 0.59151 |  | 649.2299 | 0.18031 |  | 656.2272 | 0.50781 |  | 649.2299 | 0.17436 |  | 649.2299 | 0.19634 |  | 649.2299 | 0.1562 |  | 649.2299 | 0.17079
| 656.8102 | 0.56361 |  | 649.4563 | 0.59404 |  | 649.4563 | 0.17772 |  | 656.4592 | 0.5032 |  | 649.4563 | 0.17228 |  | 649.4563 | 0.19219 |  | 649.4563 | 0.15586 |  | 649.4563 | 0.16931
| 657.0419 | 0.56502 |  | 649.6828 | 0.58802 |  | 649.6828 | 0.17715 |  | 656.6913 | 0.50801 |  | 649.6828 | 0.17146 |  | 649.6828 | 0.19278 |  | 649.6828 | 0.15652 |  | 649.6828 | 0.16751
| 657.2736 | 0.56728 |  | 649.9092 | 0.5908 |  | 649.9092 | 0.17881 |  | 656.9233 | 0.50741 |  | 649.9092 | 0.17254 |  | 649.9092 | 0.19566 |  | 649.9092 | 0.15737 |  | 649.9092 | 0.16935
| 657.5053 | 0.56434 |  | 650.1357 | 0.58759 |  | 650.1357 | 0.17858 |  | 657.1554 | 0.50541 |  | 650.1357 | 0.17159 |  | 650.1357 | 0.19206 |  | 650.1357 | 0.15636 |  | 650.1357 | 0.16896
| 657.7371 | 0.55635 |  | 650.3622 | 0.59114 |  | 650.3622 | 0.17862 |  | 657.3875 | 0.49199 |  | 650.3622 | 0.1704 |  | 650.3622 | 0.19536 |  | 650.3622 | 0.1554 |  | 650.3622 | 0.16881
| 657.9688 | 0.55422 |  | 650.5887 | 0.59034 |  | 650.5887 | 0.17895 |  | 657.6196 | 0.4998 |  | 650.5887 | 0.17183 |  | 650.5887 | 0.19499 |  | 650.5887 | 0.15727 |  | 650.5887 | 0.16989
| 658.2006 | 0.55127 |  | 650.8152 | 0.58255 |  | 650.8152 | 0.17574 |  | 657.8517 | 0.4998 |  | 650.8152 | 0.16806 |  | 650.8152 | 0.19284 |  | 650.8152 | 0.15294 |  | 650.8152 | 0.16586
| 658.4324 | 0.54572 |  | 651.0417 | 0.58957 |  | 651.0417 | 0.17658 |  | 658.0838 | 0.49319 |  | 651.0417 | 0.17038 |  | 651.0417 | 0.19262 |  | 651.0417 | 0.15473 |  | 651.0417 | 0.16799
| 658.6641 | 0.54018 |  | 651.2682 | 0.576 |  | 651.2682 | 0.17485 |  | 658.316 | 0.497 |  | 651.2682 | 0.16751 |  | 651.2682 | 0.19198 |  | 651.2682 | 0.15496 |  | 651.2682 | 0.16595
| 658.8959 | 0.54898 |  | 651.4948 | 0.56505 |  | 651.4948 | 0.17116 |  | 658.5481 | 0.4966 |  | 651.4948 | 0.16388 |  | 651.4948 | 0.18522 |  | 651.4948 | 0.14829 |  | 651.4948 | 0.16198
| 659.1277 | 0.5446 |  | 651.7214 | 0.56878 |  | 651.7214 | 0.17197 |  | 658.7802 | 0.49179 |  | 651.7214 | 0.16522 |  | 651.7214 | 0.18919 |  | 651.7214 | 0.14862 |  | 651.7214 | 0.16332
| 659.3596 | 0.54413 |  | 651.9479 | 0.57644 |  | 651.9479 | 0.1741 |  | 659.0124 | 0.49199 |  | 651.9479 | 0.16675 |  | 651.9479 | 0.19018 |  | 651.9479 | 0.15221 |  | 651.9479 | 0.16311
| 659.5914 | 0.53344 |  | 652.1744 | 0.57831 |  | 652.1744 | 0.17483 |  | 659.2446 | 0.48498 |  | 652.1744 | 0.16736 |  | 652.1744 | 0.19064 |  | 652.1744 | 0.15055 |  | 652.1744 | 0.16416
| 659.8232 | 0.53715 |  | 652.4011 | 0.57886 |  | 652.4011 | 0.17538 |  | 659.4767 | 0.48578 |  | 652.4011 | 0.16794 |  | 652.4011 | 0.1897 |  | 652.4011 | 0.15155 |  | 652.4011 | 0.16477
| 660.0551 | 0.53655 |  | 652.6276 | 0.57505 |  | 652.6276 | 0.17084 |  | 659.7089 | 0.48518 |  | 652.6276 | 0.16582 |  | 652.6276 | 0.18691 |  | 652.6276 | 0.14999 |  | 652.6276 | 0.16544
| 660.287 | 0.53334 |  | 652.8542 | 0.57484 |  | 652.8542 | 0.17254 |  | 659.9411 | 0.48358 |  | 652.8542 | 0.16602 |  | 652.8542 | 0.18819 |  | 652.8542 | 0.14764 |  | 652.8542 | 0.16362
| 660.5188 | 0.53137 |  | 653.0808 | 0.57008 |  | 653.0808 | 0.17253 |  | 660.1733 | 0.48678 |  | 653.0808 | 0.16492 |  | 653.0808 | 0.18788 |  | 653.0808 | 0.14809 |  | 653.0808 | 0.16177
| 660.7507 | 0.52569 |  | 653.3074 | 0.56877 |  | 653.3074 | 0.16915 |  | 660.4056 | 0.48538 |  | 653.3074 | 0.16421 |  | 653.3074 | 0.18801 |  | 653.3074 | 0.14783 |  | 653.3074 | 0.16171
| 660.9826 | 0.52719 |  | 653.5341 | 0.56118 |  | 653.5341 | 0.16773 |  | 660.6378 | 0.48378 |  | 653.5341 | 0.16223 |  | 653.5341 | 0.18431 |  | 653.5341 | 0.14581 |  | 653.5341 | 0.16161
| 661.2145 | 0.52303 |  | 653.7607 | 0.56373 |  | 653.7607 | 0.16871 |  | 660.87 | 0.48458 |  | 653.7607 | 0.16339 |  | 653.7607 | 0.18602 |  | 653.7607 | 0.14565 |  | 653.7607 | 0.16164
| 661.4464 | 0.5273 |  | 653.9873 | 0.56311 |  | 653.9873 | 0.16874 |  | 661.1023 | 0.48678 |  | 653.9873 | 0.16286 |  | 653.9873 | 0.18562 |  | 653.9873 | 0.14851 |  | 653.9873 | 0.16004
| 661.6783 | 0.51646 |  | 654.2139 | 0.55973 |  | 654.2139 | 0.16604 |  | 661.3346 | 0.48138 |  | 654.2139 | 0.16197 |  | 654.2139 | 0.18315 |  | 654.2139 | 0.14485 |  | 654.2139 | 0.15839
| 661.9103 | 0.5179 |  | 654.4406 | 0.54894 |  | 654.4406 | 0.16172 |  | 661.5668 | 0.47917 |  | 654.4406 | 0.15785 |  | 654.4406 | 0.17715 |  | 654.4406 | 0.14169 |  | 654.4406 | 0.15638
| 662.1422 | 0.51189 |  | 654.6673 | 0.56515 |  | 654.6673 | 0.16708 |  | 661.7991 | 0.48018 |  | 654.6673 | 0.16124 |  | 654.6673 | 0.18433 |  | 654.6673 | 0.14573 |  | 654.6673 | 0.15966
| 662.3742 | 0.50956 |  | 654.8939 | 0.55051 |  | 654.8939 | 0.16359 |  | 662.0314 | 0.48058 |  | 654.8939 | 0.15889 |  | 654.8939 | 0.18062 |  | 654.8939 | 0.143 |  | 654.8939 | 0.15614
| 662.6061 | 0.50646 |  | 655.1206 | 0.55441 |  | 655.1206 | 0.16403 |  | 662.2637 | 0.47777 |  | 655.1206 | 0.15888 |  | 655.1206 | 0.18221 |  | 655.1206 | 0.14249 |  | 655.1206 | 0.15682
| 662.8381 | 0.50625 |  | 655.3474 | 0.54597 |  | 655.3474 | 0.16158 |  | 662.496 | 0.47397 |  | 655.3474 | 0.15605 |  | 655.3474 | 0.17589 |  | 655.3474 | 0.13936 |  | 655.3474 | 0.15194
| 663.0701 | 0.50061 |  | 655.574 | 0.55322 |  | 655.574 | 0.16324 |  | 662.7283 | 0.47137 |  | 655.574 | 0.15905 |  | 655.574 | 0.17911 |  | 655.574 | 0.1411 |  | 655.574 | 0.15599
| 663.3021 | 0.50203 |  | 655.8007 | 0.54597 |  | 655.8007 | 0.16144 |  | 662.9607 | 0.47097 |  | 655.8007 | 0.15588 |  | 655.8007 | 0.17692 |  | 655.8007 | 0.1396 |  | 655.8007 | 0.15396
| 663.5341 | 0.50083 |  | 656.0275 | 0.53956 |  | 656.0275 | 0.16073 |  | 663.193 | 0.47177 |  | 656.0275 | 0.1551 |  | 656.0275 | 0.17596 |  | 656.0275 | 0.13894 |  | 656.0275 | 0.15295
| 663.7661 | 0.4893 |  | 656.2542 | 0.53608 |  | 656.2542 | 0.15863 |  | 663.4254 | 0.46956 |  | 656.2542 | 0.15309 |  | 656.2542 | 0.17387 |  | 656.2542 | 0.14014 |  | 656.2542 | 0.15264
| 663.9982 | 0.4981 |  | 656.4809 | 0.5374 |  | 656.4809 | 0.15847 |  | 663.6577 | 0.47036 |  | 656.4809 | 0.15386 |  | 656.4809 | 0.17468 |  | 656.4809 | 0.13842 |  | 656.4809 | 0.14945
| 664.2302 | 0.48907 |  | 656.7076 | 0.5292 |  | 656.7076 | 0.15638 |  | 663.8901 | 0.46396 |  | 656.7076 | 0.15139 |  | 656.7076 | 0.17294 |  | 656.7076 | 0.13466 |  | 656.7076 | 0.14998
| 664.4622 | 0.48634 |  | 656.9344 | 0.53065 |  | 656.9344 | 0.15602 |  | 664.1225 | 0.46195 |  | 656.9344 | 0.15229 |  | 656.9344 | 0.17352 |  | 656.9344 | 0.13757 |  | 656.9344 | 0.14967
| 664.6943 | 0.48583 |  | 657.1612 | 0.52286 |  | 657.1612 | 0.15404 |  | 664.3549 | 0.45975 |  | 657.1612 | 0.14894 |  | 657.1612 | 0.17065 |  | 657.1612 | 0.13349 |  | 657.1612 | 0.14662
| 664.9264 | 0.48143 |  | 657.3879 | 0.51911 |  | 657.3879 | 0.15285 |  | 664.5873 | 0.45775 |  | 657.3879 | 0.14868 |  | 657.3879 | 0.16776 |  | 657.3879 | 0.13414 |  | 657.3879 | 0.14633
| 665.1585 | 0.48133 |  | 657.6147 | 0.51859 |  | 657.6147 | 0.1525 |  | 664.8197 | 0.45855 |  | 657.6147 | 0.14859 |  | 657.6147 | 0.1689 |  | 657.6147 | 0.13346 |  | 657.6147 | 0.14539
| 665.3905 | 0.47988 |  | 657.8416 | 0.51193 |  | 657.8415 | 0.15057 |  | 665.0522 | 0.45715 |  | 657.8416 | 0.14678 |  | 657.8416 | 0.16634 |  | 657.8415 | 0.13271 |  | 657.8416 | 0.14443
| 665.6226 | 0.47751 |  | 658.0684 | 0.50933 |  | 658.0684 | 0.14961 |  | 665.2846 | 0.46276 |  | 658.0684 | 0.14531 |  | 658.0684 | 0.16469 |  | 658.0684 | 0.13023 |  | 658.0684 | 0.14418
| 665.8548 | 0.47236 |  | 658.2952 | 0.50622 |  | 658.2952 | 0.14854 |  | 665.5171 | 0.45775 |  | 658.2952 | 0.1446 |  | 658.2952 | 0.16508 |  | 658.2952 | 0.12953 |  | 658.2952 | 0.14436
| 666.0869 | 0.47289 |  | 658.522 | 0.4969 |  | 658.522 | 0.14625 |  | 665.7495 | 0.45615 |  | 658.522 | 0.14244 |  | 658.522 | 0.16062 |  | 658.522 | 0.12828 |  | 658.522 | 0.13949
| 666.319 | 0.47053 |  | 658.7488 | 0.5036 |  | 658.7488 | 0.14464 |  | 665.982 | 0.45635 |  | 658.7488 | 0.14283 |  | 658.7488 | 0.16007 |  | 658.7488 | 0.12899 |  | 658.7488 | 0.13928
| 666.5512 | 0.46867 |  | 658.9756 | 0.50104 |  | 658.9756 | 0.14627 |  | 666.2145 | 0.45134 |  | 658.9756 | 0.1433 |  | 658.9756 | 0.16217 |  | 658.9756 | 0.12954 |  | 658.9756 | 0.14174
| 666.7833 | 0.4651 |  | 659.2025 | 0.50441 |  | 659.2025 | 0.14338 |  | 666.447 | 0.44854 |  | 659.2025 | 0.14274 |  | 659.2025 | 0.16271 |  | 659.2025 | 0.13061 |  | 659.2025 | 0.14078
| 667.0155 | 0.46246 |  | 659.4294 | 0.49174 |  | 659.4294 | 0.1432 |  | 666.6795 | 0.44573 |  | 659.4294 | 0.13998 |  | 659.4294 | 0.15976 |  | 659.4294 | 0.12508 |  | 659.4294 | 0.13876
| 667.2477 | 0.46143 |  | 659.6562 | 0.48712 |  | 659.6562 | 0.14313 |  | 666.912 | 0.44393 |  | 659.6562 | 0.13986 |  | 659.6562 | 0.15834 |  | 659.6562 | 0.1271 |  | 659.6562 | 0.13628
| 667.4798 | 0.45812 |  | 659.8831 | 0.48517 |  | 659.8831 | 0.14155 |  | 667.1445 | 0.44293 |  | 659.8831 | 0.13787 |  | 659.8831 | 0.15762 |  | 659.8831 | 0.12546 |  | 659.8831 | 0.13621
| 667.712 | 0.4545 |  | 660.11 | 0.48329 |  | 660.11 | 0.14119 |  | 667.377 | 0.44133 |  | 660.11 | 0.13807 |  | 660.11 | 0.15662 |  | 660.11 | 0.12408 |  | 660.11 | 0.13847
| 667.9442 | 0.45425 |  | 660.3369 | 0.48088 |  | 660.3369 | 0.13965 |  | 667.6096 | 0.43953 |  | 660.3369 | 0.13618 |  | 660.3369 | 0.15496 |  | 660.3369 | 0.12252 |  | 660.3369 | 0.13509
| 668.1765 | 0.45226 |  | 660.5638 | 0.4798 |  | 660.5638 | 0.13899 |  | 667.8421 | 0.43773 |  | 660.5638 | 0.13616 |  | 660.5638 | 0.15476 |  | 660.5638 | 0.12255 |  | 660.5638 | 0.13544
| 668.4087 | 0.44828 |  | 660.7907 | 0.47222 |  | 660.7907 | 0.13842 |  | 668.0747 | 0.43612 |  | 660.7907 | 0.13409 |  | 660.7907 | 0.15194 |  | 660.7907 | 0.12058 |  | 660.7907 | 0.13293
| 668.6409 | 0.44688 |  | 661.0176 | 0.47273 |  | 661.0176 | 0.13661 |  | 668.3072 | 0.43452 |  | 661.0176 | 0.13458 |  | 661.0176 | 0.15384 |  | 661.0176 | 0.12132 |  | 661.0176 | 0.13211
| 668.8732 | 0.44443 |  | 661.2446 | 0.46682 |  | 661.2446 | 0.1362 |  | 668.5398 | 0.43252 |  | 661.2446 | 0.13245 |  | 661.2446 | 0.15203 |  | 661.2446 | 0.11824 |  | 661.2446 | 0.13074
| 669.1054 | 0.44196 |  | 661.4715 | 0.46751 |  | 661.4715 | 0.136 |  | 668.7724 | 0.43172 |  | 661.4715 | 0.13311 |  | 661.4715 | 0.1521 |  | 661.4715 | 0.12009 |  | 661.4715 | 0.13406
| 669.3377 | 0.44047 |  | 661.6984 | 0.46164 |  | 661.6984 | 0.13294 |  | 669.005 | 0.42932 |  | 661.6984 | 0.13101 |  | 661.6984 | 0.14801 |  | 661.6984 | 0.11916 |  | 661.6984 | 0.1307
| 669.57 | 0.43863 |  | 661.9254 | 0.46777 |  | 661.9254 | 0.13415 |  | 669.2376 | 0.42831 |  | 661.9254 | 0.13152 |  | 661.9254 | 0.1489 |  | 661.9254 | 0.11911 |  | 661.9254 | 0.13016
| 669.8023 | 0.43466 |  | 662.1523 | 0.45627 |  | 662.1523 | 0.13321 |  | 669.4703 | 0.42631 |  | 662.1523 | 0.12963 |  | 662.1523 | 0.14748 |  | 662.1523 | 0.11629 |  | 662.1523 | 0.12953
| 670.0346 | 0.43249 |  | 662.3793 | 0.46237 |  | 662.3793 | 0.13129 |  | 669.7029 | 0.42431 |  | 662.3793 | 0.13015 |  | 662.3793 | 0.14861 |  | 662.3793 | 0.11704 |  | 662.3793 | 0.13072
| 670.2669 | 0.43047 |  | 662.6063 | 0.45461 |  | 662.6063 | 0.1306 |  | 669.9355 | 0.42131 |  | 662.6063 | 0.1286 |  | 662.6063 | 0.14641 |  | 662.6063 | 0.11606 |  | 662.6063 | 0.12826
| 670.4992 | 0.42814 |  | 662.8333 | 0.45796 |  | 662.8333 | 0.1322 |  | 670.1682 | 0.4201 |  | 662.8333 | 0.12896 |  | 662.8333 | 0.14473 |  | 662.8333 | 0.11641 |  | 662.8333 | 0.12759
| 670.7315 | 0.42532 |  | 663.0603 | 0.45149 |  | 663.0603 | 0.12881 |  | 670.4009 | 0.4189 |  | 663.0603 | 0.12731 |  | 663.0603 | 0.14539 |  | 663.0603 | 0.11365 |  | 663.0603 | 0.12684
| 670.9639 | 0.42342 |  | 663.2874 | 0.44829 |  | 663.2873 | 0.1293 |  | 670.6335 | 0.4175 |  | 663.2874 | 0.12778 |  | 663.2874 | 0.14445 |  | 663.2873 | 0.11416 |  | 663.2874 | 0.12833
| 671.1962 | 0.41959 |  | 663.5143 | 0.44613 |  | 663.5143 | 0.12749 |  | 670.8662 | 0.4155 |  | 663.5143 | 0.12586 |  | 663.5143 | 0.14394 |  | 663.5143 | 0.11257 |  | 663.5143 | 0.12582
| 671.4286 | 0.41857 |  | 663.7414 | 0.4495 |  | 663.7414 | 0.12853 |  | 671.0989 | 0.4137 |  | 663.7414 | 0.12663 |  | 663.7414 | 0.14289 |  | 663.7414 | 0.1149 |  | 663.7414 | 0.12721
| 671.661 | 0.41641 |  | 663.9684 | 0.44509 |  | 663.9684 | 0.12698 |  | 671.3316 | 0.41149 |  | 663.9684 | 0.12521 |  | 663.9684 | 0.14305 |  | 663.9684 | 0.11389 |  | 663.9684 | 0.1261
| 671.8934 | 0.41272 |  | 664.1955 | 0.4468 |  | 664.1955 | 0.12562 |  | 671.5643 | 0.41029 |  | 664.1955 | 0.12539 |  | 664.1955 | 0.14103 |  | 664.1955 | 0.11486 |  | 664.1955 | 0.12512
| 672.1258 | 0.41126 |  | 664.4225 | 0.43582 |  | 664.4226 | 0.12493 |  | 671.7971 | 0.40749 |  | 664.4225 | 0.12318 |  | 664.4225 | 0.14018 |  | 664.4226 | 0.11245 |  | 664.4225 | 0.12283
| 672.3582 | 0.40816 |  | 664.6496 | 0.43898 |  | 664.6496 | 0.12529 |  | 672.0298 | 0.40669 |  | 664.6496 | 0.12399 |  | 664.6496 | 0.14106 |  | 664.6496 | 0.11234 |  | 664.6496 | 0.12528
| 672.5906 | 0.4047 |  | 664.8766 | 0.43912 |  | 664.8767 | 0.12304 |  | 672.2625 | 0.40268 |  | 664.8766 | 0.12223 |  | 664.8766 | 0.13861 |  | 664.8767 | 0.1115 |  | 664.8766 | 0.12135
| 672.823 | 0.40328 |  | 665.1038 | 0.43714 |  | 665.1038 | 0.12417 |  | 672.4953 | 0.40248 |  | 665.1038 | 0.12235 |  | 665.1038 | 0.13878 |  | 665.1038 | 0.11072 |  | 665.1038 | 0.124
| 673.0554 | 0.40129 |  | 665.3309 | 0.42973 |  | 665.3309 | 0.12268 |  | 672.7281 | 0.40048 |  | 665.3309 | 0.12027 |  | 665.3309 | 0.13684 |  | 665.3309 | 0.10996 |  | 665.3309 | 0.1205
| 673.2879 | 0.39911 |  | 665.558 | 0.43184 |  | 665.558 | 0.12184 |  | 672.9608 | 0.39988 |  | 665.558 | 0.12109 |  | 665.558 | 0.13742 |  | 665.558 | 0.10968 |  | 665.558 | 0.12197
| 673.5203 | 0.39759 |  | 665.7851 | 0.42834 |  | 665.7851 | 0.12112 |  | 673.1936 | 0.39708 |  | 665.7851 | 0.1196 |  | 665.7851 | 0.13592 |  | 665.7851 | 0.10735 |  | 665.7851 | 0.12015
| 673.7528 | 0.3938 |  | 666.0122 | 0.42682 |  | 666.0122 | 0.12109 |  | 673.4264 | 0.39608 |  | 666.0122 | 0.1197 |  | 666.0122 | 0.13615 |  | 666.0122 | 0.10835 |  | 666.0122 | 0.11901
| 673.9853 | 0.39288 |  | 666.2393 | 0.421 |  | 666.2393 | 0.12015 |  | 673.6592 | 0.39267 |  | 666.2393 | 0.11804 |  | 666.2393 | 0.13542 |  | 666.2393 | 0.10741 |  | 666.2393 | 0.11703
| 674.2178 | 0.39047 |  | 666.4665 | 0.42189 |  | 666.4665 | 0.11854 |  | 673.8921 | 0.39147 |  | 666.4665 | 0.11828 |  | 666.4665 | 0.13474 |  | 666.4665 | 0.10764 |  | 666.4665 | 0.1186
| 674.4503 | 0.38776 |  | 666.6936 | 0.41603 |  | 666.6936 | 0.11791 |  | 674.1249 | 0.38847 |  | 666.6936 | 0.11653 |  | 666.6936 | 0.13216 |  | 666.6936 | 0.10591 |  | 666.6936 | 0.1176
| 674.6828 | 0.38559 |  | 666.9208 | 0.41665 |  | 666.9208 | 0.11958 |  | 674.3577 | 0.38506 |  | 666.9208 | 0.11716 |  | 666.9208 | 0.13356 |  | 666.9208 | 0.10609 |  | 666.9208 | 0.11738
| 674.9153 | 0.3844 |  | 667.1479 | 0.41272 |  | 667.148 | 0.11547 |  | 674.5906 | 0.38406 |  | 667.1479 | 0.11516 |  | 667.1479 | 0.13049 |  | 667.148 | 0.10512 |  | 667.1479 | 0.11463
| 675.1478 | 0.3806 |  | 667.3751 | 0.41146 |  | 667.3751 | 0.11504 |  | 674.8234 | 0.38386 |  | 667.3751 | 0.11535 |  | 667.3751 | 0.13076 |  | 667.3751 | 0.10511 |  | 667.3751 | 0.11646
| 675.3804 | 0.37804 |  | 667.6023 | 0.40375 |  | 667.6023 | 0.11202 |  | 675.0563 | 0.38166 |  | 667.6023 | 0.11363 |  | 667.6023 | 0.12791 |  | 667.6023 | 0.10262 |  | 667.6023 | 0.11401
| 675.6129 | 0.37593 |  | 667.8295 | 0.40684 |  | 667.8295 | 0.11478 |  | 675.2892 | 0.38046 |  | 667.8295 | 0.11449 |  | 667.8295 | 0.12976 |  | 667.8295 | 0.1034 |  | 667.8295 | 0.11568
| 675.8455 | 0.37304 |  | 668.0567 | 0.40346 |  | 668.0567 | 0.11387 |  | 675.5221 | 0.37785 |  | 668.0567 | 0.11245 |  | 668.0567 | 0.12931 |  | 668.0567 | 0.10259 |  | 668.0567 | 0.11283
| 676.078 | 0.37355 |  | 668.2839 | 0.39948 |  | 668.2839 | 0.11383 |  | 675.755 | 0.37645 |  | 668.2839 | 0.113 |  | 668.2839 | 0.12917 |  | 668.2839 | 0.10126 |  | 668.2839 | 0.11397
| 676.3106 | 0.37328 |  | 668.5111 | 0.39759 |  | 668.5111 | 0.11157 |  | 675.9879 | 0.37365 |  | 668.5111 | 0.11091 |  | 668.5111 | 0.12775 |  | 668.5111 | 0.10005 |  | 668.5111 | 0.11168
| 676.5432 | 0.37043 |  | 668.7383 | 0.39901 |  | 668.7383 | 0.11135 |  | 676.2208 | 0.37345 |  | 668.7383 | 0.11153 |  | 668.7383 | 0.12686 |  | 668.7383 | 0.10059 |  | 668.7383 | 0.1121
| 676.7758 | 0.36666 |  | 668.9656 | 0.39401 |  | 668.9656 | 0.11012 |  | 676.4537 | 0.36944 |  | 668.9656 | 0.1096 |  | 668.9656 | 0.12555 |  | 668.9656 | 0.09921 |  | 668.9656 | 0.11185
| 677.0084 | 0.36576 |  | 669.1929 | 0.39707 |  | 669.1929 | 0.11004 |  | 676.6866 | 0.36944 |  | 669.1929 | 0.10992 |  | 669.1929 | 0.12637 |  | 669.1929 | 0.09854 |  | 669.1929 | 0.10938
| 677.2411 | 0.36059 |  | 669.4201 | 0.3866 |  | 669.4201 | 0.10818 |  | 676.9196 | 0.36704 |  | 669.4201 | 0.10815 |  | 669.4201 | 0.12377 |  | 669.4201 | 0.09795 |  | 669.4201 | 0.10942
| 677.4737 | 0.3593 |  | 669.6473 | 0.38951 |  | 669.6473 | 0.10953 |  | 677.1526 | 0.36584 |  | 669.6473 | 0.109 |  | 669.6473 | 0.1231 |  | 669.6473 | 0.09801 |  | 669.6473 | 0.10951
| 677.7063 | 0.35687 |  | 669.8746 | 0.3843 |  | 669.8746 | 0.10612 |  | 677.3855 | 0.36304 |  | 669.8746 | 0.10717 |  | 669.8746 | 0.12243 |  | 669.8746 | 0.09771 |  | 669.8746 | 0.10872
| 677.939 | 0.35536 |  | 670.1019 | 0.38449 |  | 670.1019 | 0.10718 |  | 677.6185 | 0.36364 |  | 670.1019 | 0.1075 |  | 670.1019 | 0.12188 |  | 670.1019 | 0.09816 |  | 670.1019 | 0.10938
| 678.1716 | 0.35398 |  | 670.3292 | 0.37992 |  | 670.3292 | 0.10569 |  | 677.8515 | 0.35943 |  | 670.3292 | 0.10571 |  | 670.3292 | 0.12142 |  | 670.3292 | 0.09822 |  | 670.3292 | 0.10636
| 678.4043 | 0.35301 |  | 670.5565 | 0.38149 |  | 670.5565 | 0.10571 |  | 678.0845 | 0.36043 |  | 670.5565 | 0.10607 |  | 670.5565 | 0.12142 |  | 670.5565 | 0.09556 |  | 670.5565 | 0.10893
| 678.637 | 0.34977 |  | 670.7838 | 0.37635 |  | 670.7838 | 0.10465 |  | 678.3175 | 0.35583 |  | 670.7838 | 0.10462 |  | 670.7838 | 0.11853 |  | 670.7838 | 0.09433 |  | 670.7838 | 0.10781
| 678.8697 | 0.34999 |  | 671.0112 | 0.37462 |  | 671.0112 | 0.10484 |  | 678.5505 | 0.35623 |  | 671.0112 | 0.10459 |  | 671.0112 | 0.12087 |  | 671.0112 | 0.09574 |  | 671.0112 | 0.10554
| 679.1024 | 0.34551 |  | 671.2385 | 0.3733 |  | 671.2385 | 0.10263 |  | 678.7835 | 0.35342 |  | 671.2385 | 0.10337 |  | 671.2385 | 0.11824 |  | 671.2385 | 0.09486 |  | 671.2385 | 0.10513
| 679.3351 | 0.34405 |  | 671.4658 | 0.36913 |  | 671.4658 | 0.10326 |  | 679.0166 | 0.35342 |  | 671.4658 | 0.10368 |  | 671.4658 | 0.11708 |  | 671.4658 | 0.09358 |  | 671.4658 | 0.1053
| 679.5679 | 0.34073 |  | 671.6932 | 0.36443 |  | 671.6932 | 0.10304 |  | 679.2496 | 0.34982 |  | 671.6932 | 0.10217 |  | 671.6932 | 0.11714 |  | 671.6932 | 0.09358 |  | 671.6932 | 0.10285
| 679.8006 | 0.33931 |  | 671.9205 | 0.36751 |  | 671.9205 | 0.10238 |  | 679.4827 | 0.34962 |  | 671.9205 | 0.10256 |  | 671.9205 | 0.11461 |  | 671.9205 | 0.09299 |  | 671.9205 | 0.10303
| 680.0333 | 0.33862 |  | 672.1479 | 0.3637 |  | 672.1479 | 0.10089 |  | 679.7158 | 0.34602 |  | 672.1479 | 0.10085 |  | 672.1479 | 0.11571 |  | 672.1479 | 0.09279 |  | 672.1479 | 0.10148
| 680.2661 | 0.33718 |  | 672.3752 | 0.3611 |  | 672.3752 | 0.10094 |  | 679.9488 | 0.34622 |  | 672.3752 | 0.10133 |  | 672.3752 | 0.11605 |  | 672.3752 | 0.09293 |  | 672.3752 | 0.10436
| 680.4989 | 0.33385 |  | 672.6027 | 0.3583 |  | 672.6027 | 0.09882 |  | 680.1819 | 0.34201 |  | 672.6027 | 0.099644 |  | 672.6027 | 0.11402 |  | 672.6027 | 0.09121 |  | 672.6027 | 0.10182
| 680.7316 | 0.33166 |  | 672.83 | 0.35905 |  | 672.83 | 0.09923 |  | 680.415 | 0.34261 |  | 672.83 | 0.10007 |  | 672.83 | 0.11493 |  | 672.83 | 0.09028 |  | 672.83 | 0.10273
| 680.9644 | 0.33019 |  | 673.0574 | 0.35162 |  | 673.0574 | 0.09857 |  | 680.6481 | 0.33921 |  | 673.0574 | 0.098473 |  | 673.0574 | 0.11224 |  | 673.0574 | 0.0898 |  | 673.0574 | 0.099956
| 681.1972 | 0.32604 |  | 673.2849 | 0.35237 |  | 673.2849 | 0.09758 |  | 680.8813 | 0.33961 |  | 673.2849 | 0.098876 |  | 673.2849 | 0.11349 |  | 673.2849 | 0.08944 |  | 673.2849 | 0.10087
| 681.43 | 0.32532 |  | 673.5123 | 0.35058 |  | 673.5123 | 0.09745 |  | 681.1144 | 0.336 |  | 673.5123 | 0.097268 |  | 673.5123 | 0.11002 |  | 673.5123 | 0.08918 |  | 673.5123 | 0.098596
| 681.6629 | 0.32345 |  | 673.7397 | 0.35212 |  | 673.7397 | 0.09617 |  | 681.3475 | 0.336 |  | 673.7397 | 0.097686 |  | 673.7397 | 0.11257 |  | 673.7397 | 0.09006 |  | 673.7397 | 0.099459
| 681.8957 | 0.32152 |  | 673.9672 | 0.34603 |  | 673.9672 | 0.09487 |  | 681.5807 | 0.3332 |  | 673.9672 | 0.096193 |  | 673.9672 | 0.11125 |  | 673.9672 | 0.088 |  | 673.9672 | 0.098002
| 682.1285 | 0.3203 |  | 674.1946 | 0.34558 |  | 674.1946 | 0.09497 |  | 681.8138 | 0.3322 |  | 674.1946 | 0.096898 |  | 674.1946 | 0.10957 |  | 674.1946 | 0.0871 |  | 674.1946 | 0.098229
| 682.3614 | 0.31834 |  | 674.4221 | 0.34059 |  | 674.4221 | 0.09454 |  | 682.047 | 0.3296 |  | 674.4221 | 0.095168 |  | 674.4221 | 0.10974 |  | 674.4221 | 0.08658 |  | 674.4221 | 0.096951
| 682.5942 | 0.31599 |  | 674.6495 | 0.34115 |  | 674.6495 | 0.09456 |  | 682.2802 | 0.32839 |  | 674.6495 | 0.095694 |  | 674.6495 | 0.11007 |  | 674.6495 | 0.08752 |  | 674.6495 | 0.098776
| 682.8271 | 0.31426 |  | 674.877 | 0.33502 |  | 674.8769 | 0.09353 |  | 682.5134 | 0.32619 |  | 674.877 | 0.09404 |  | 674.877 | 0.10762 |  | 674.8769 | 0.0862 |  | 674.877 | 0.095041
| 683.06 | 0.3142 |  | 675.1045 | 0.33714 |  | 675.1045 | 0.09187 |  | 682.7466 | 0.32499 |  | 675.1045 | 0.094423 |  | 675.1045 | 0.10795 |  | 675.1045 | 0.08632 |  | 675.1045 | 0.096303
| 683.2929 | 0.31247 |  | 675.332 | 0.32971 |  | 675.332 | 0.09159 |  | 682.9798 | 0.32299 |  | 675.332 | 0.093217 |  | 675.332 | 0.10761 |  | 675.332 | 0.08561 |  | 675.332 | 0.094942
| 683.5258 | 0.31004 |  | 675.5594 | 0.33417 |  | 675.5594 | 0.09114 |  | 683.213 | 0.32299 |  | 675.5594 | 0.093135 |  | 675.5594 | 0.10622 |  | 675.5594 | 0.08525 |  | 675.5594 | 0.094246
| 683.7587 | 0.30807 |  | 675.787 | 0.32653 |  | 675.787 | 0.09091 |  | 683.4462 | 0.31998 |  | 675.787 | 0.091925 |  | 675.787 | 0.10577 |  | 675.787 | 0.08476 |  | 675.787 | 0.092186
| 683.9916 | 0.30592 |  | 676.0145 | 0.3278 |  | 676.0145 | 0.09051 |  | 683.6795 | 0.31898 |  | 676.0145 | 0.092497 |  | 676.0145 | 0.10625 |  | 676.0145 | 0.084 |  | 676.0145 | 0.09318
| 684.2245 | 0.30457 |  | 676.242 | 0.32627 |  | 676.242 | 0.08925 |  | 683.9127 | 0.31698 |  | 676.242 | 0.090727 |  | 676.242 | 0.1014 |  | 676.242 | 0.08099 |  | 676.242 | 0.092527
| 684.4575 | 0.29906 |  | 676.4695 | 0.32798 |  | 676.4695 | 0.08987 |  | 684.146 | 0.31578 |  | 676.4695 | 0.091747 |  | 676.4695 | 0.10373 |  | 676.4695 | 0.08258 |  | 676.4695 | 0.093066
| 684.6904 | 0.29768 |  | 676.6971 | 0.32067 |  | 676.6971 | 0.08822 |  | 684.3793 | 0.31318 |  | 676.6971 | 0.089816 |  | 676.6971 | 0.10315 |  | 676.6971 | 0.08222 |  | 676.6971 | 0.091097
| 684.9234 | 0.29344 |  | 676.9246 | 0.32492 |  | 676.9246 | 0.08844 |  | 684.6125 | 0.31258 |  | 676.9246 | 0.090604 |  | 676.9246 | 0.10305 |  | 676.9246 | 0.08133 |  | 676.9246 | 0.090268
| 685.1563 | 0.29433 |  | 677.1522 | 0.31903 |  | 677.1522 | 0.08797 |  | 684.8458 | 0.30997 |  | 677.1522 | 0.08891 |  | 677.1522 | 0.10213 |  | 677.1522 | 0.08068 |  | 677.1522 | 0.090335
| 685.3893 | 0.29437 |  | 677.3798 | 0.31737 |  | 677.3798 | 0.08764 |  | 685.0791 | 0.30917 |  | 677.3798 | 0.089 |  | 677.3798 | 0.10211 |  | 677.3798 | 0.07938 |  | 677.3798 | 0.090753
| 685.6223 | 0.29046 |  | 677.6074 | 0.3149 |  | 677.6074 | 0.08617 |  | 685.3124 | 0.30717 |  | 677.6074 | 0.087884 |  | 677.6074 | 0.10075 |  | 677.6074 | 0.07988 |  | 677.6074 | 0.088061
| 685.8553 | 0.29006 |  | 677.835 | 0.31276 |  | 677.835 | 0.08598 |  | 685.5458 | 0.30517 |  | 677.835 | 0.088291 |  | 677.835 | 0.10078 |  | 677.835 | 0.07987 |  | 677.835 | 0.090079
| 686.0883 | 0.28868 |  | 678.0626 | 0.3076 |  | 678.0626 | 0.08406 |  | 685.7791 | 0.30336 |  | 678.0626 | 0.086843 |  | 678.0626 | 0.098539 |  | 678.0626 | 0.07891 |  | 678.0626 | 0.088231
| 686.3214 | 0.28712 |  | 678.2902 | 0.31038 |  | 678.2902 | 0.08431 |  | 686.0124 | 0.30216 |  | 678.2902 | 0.087276 |  | 678.2902 | 0.10035 |  | 678.2902 | 0.08075 |  | 678.2902 | 0.089931
| 686.5544 | 0.28447 |  | 678.5178 | 0.30577 |  | 678.5178 | 0.0834 |  | 686.2458 | 0.30016 |  | 678.5178 | 0.085797 |  | 678.5178 | 0.098609 |  | 678.5178 | 0.07911 |  | 678.5178 | 0.086314
| 686.7874 | 0.28542 |  | 678.7454 | 0.30795 |  | 678.7454 | 0.08436 |  | 686.4791 | 0.29896 |  | 678.7454 | 0.086339 |  | 678.7454 | 0.09788 |  | 678.7454 | 0.07829 |  | 678.7454 | 0.088593
| 687.0205 | 0.28208 |  | 678.973 | 0.30535 |  | 678.973 | 0.08201 |  | 686.7125 | 0.29696 |  | 678.973 | 0.084743 |  | 678.973 | 0.097275 |  | 678.973 | 0.07705 |  | 678.973 | 0.086311
| 687.2536 | 0.2821 |  | 679.2007 | 0.30201 |  | 679.2007 | 0.08206 |  | 686.9459 | 0.29555 |  | 679.2007 | 0.085245 |  | 679.2007 | 0.097348 |  | 679.2007 | 0.07708 |  | 679.2007 | 0.086418
| 687.4866 | 0.27889 |  | 679.4283 | 0.29568 |  | 679.4283 | 0.08172 |  | 687.1793 | 0.29455 |  | 679.4283 | 0.083765 |  | 679.4283 | 0.096029 |  | 679.4283 | 0.07636 |  | 679.4283 | 0.085217
| 687.7197 | 0.27809 |  | 679.656 | 0.30127 |  | 679.656 | 0.08062 |  | 687.4127 | 0.29355 |  | 679.656 | 0.084072 |  | 679.656 | 0.095641 |  | 679.656 | 0.07476 |  | 679.656 | 0.08672
| 687.9528 | 0.27303 |  | 679.8837 | 0.2956 |  | 679.8837 | 0.0803 |  | 687.6461 | 0.29135 |  | 679.8837 | 0.082564 |  | 679.8837 | 0.095673 |  | 679.8837 | 0.07503 |  | 679.8837 | 0.084292
| 688.1859 | 0.27413 |  | 680.1113 | 0.29358 |  | 680.1113 | 0.07983 |  | 687.8795 | 0.28915 |  | 680.1113 | 0.082919 |  | 680.1113 | 0.095343 |  | 680.1113 | 0.07622 |  | 680.1113 | 0.083845
| 688.419 | 0.27308 |  | 680.3391 | 0.28882 |  | 680.3391 | 0.07826 |  | 688.1129 | 0.28795 |  | 680.3391 | 0.081486 |  | 680.3391 | 0.092959 |  | 680.3391 | 0.07492 |  | 680.3391 | 0.082651
| 688.6522 | 0.27024 |  | 680.5667 | 0.29111 |  | 680.5667 | 0.07905 |  | 688.3464 | 0.28654 |  | 680.5667 | 0.081584 |  | 680.5667 | 0.093709 |  | 680.5667 | 0.07361 |  | 680.5667 | 0.0843
| 688.8853 | 0.26765 |  | 680.7944 | 0.28331 |  | 680.7944 | 0.07691 |  | 688.5798 | 0.28494 |  | 680.7944 | 0.080589 |  | 680.7944 | 0.093181 |  | 680.7944 | 0.07294 |  | 680.7944 | 0.080914
| 689.1184 | 0.26729 |  | 681.0222 | 0.28684 |  | 681.0222 | 0.078 |  | 688.8133 | 0.28354 |  | 681.0222 | 0.080925 |  | 681.0222 | 0.091237 |  | 681.0222 | 0.07291 |  | 681.0222 | 0.081905
| 689.3516 | 0.26364 |  | 681.2499 | 0.28304 |  | 681.2499 | 0.07753 |  | 689.0467 | 0.28234 |  | 681.2499 | 0.079728 |  | 681.2499 | 0.091242 |  | 681.2499 | 0.07192 |  | 681.2499 | 0.080206
| 689.5848 | 0.26383 |  | 681.4776 | 0.28198 |  | 681.4776 | 0.07636 |  | 689.2802 | 0.28014 |  | 681.4776 | 0.079693 |  | 681.4776 | 0.090633 |  | 681.4776 | 0.07133 |  | 681.4776 | 0.08144
| 689.8179 | 0.26382 |  | 681.7053 | 0.27783 |  | 681.7053 | 0.07632 |  | 689.5137 | 0.27914 |  | 681.7053 | 0.078528 |  | 681.7053 | 0.087635 |  | 681.7053 | 0.07109 |  | 681.7053 | 0.080921
| 690.0511 | 0.26116 |  | 681.9331 | 0.27968 |  | 681.9331 | 0.07517 |  | 689.7472 | 0.27733 |  | 681.9331 | 0.078819 |  | 681.9331 | 0.08967 |  | 681.9331 | 0.07109 |  | 681.9331 | 0.079444
| 690.2843 | 0.25886 |  | 682.1608 | 0.27137 |  | 682.1608 | 0.07466 |  | 689.9807 | 0.27613 |  | 682.1608 | 0.077275 |  | 682.1608 | 0.088022 |  | 682.1608 | 0.07219 |  | 682.1608 | 0.079176
| 690.5175 | 0.25753 |  | 682.3886 | 0.27665 |  | 682.3886 | 0.07498 |  | 690.2142 | 0.27433 |  | 682.3886 | 0.078026 |  | 682.3886 | 0.089244 |  | 682.3886 | 0.07069 |  | 682.3886 | 0.079947
| 690.7507 | 0.25502 |  | 682.6164 | 0.27151 |  | 682.6164 | 0.07348 |  | 690.4478 | 0.27313 |  | 682.6164 | 0.076588 |  | 682.6164 | 0.08872 |  | 682.6164 | 0.06972 |  | 682.6164 | 0.078386
| 690.984 | 0.25366 |  | 682.8442 | 0.27114 |  | 682.8442 | 0.07296 |  | 690.6813 | 0.27093 |  | 682.8442 | 0.076585 |  | 682.8442 | 0.086952 |  | 682.8442 | 0.06894 |  | 682.8442 | 0.078616
| 691.2172 | 0.25207 |  | 683.072 | 0.26539 |  | 683.072 | 0.07233 |  | 690.9149 | 0.26972 |  | 683.072 | 0.075594 |  | 683.072 | 0.086428 |  | 683.072 | 0.06721 |  | 683.072 | 0.076203
| 691.4505 | 0.24977 |  | 683.2998 | 0.26852 |  | 683.2998 | 0.07285 |  | 691.1484 | 0.26712 |  | 683.2998 | 0.076275 |  | 683.2998 | 0.086466 |  | 683.2998 | 0.06998 |  | 683.2998 | 0.07734
| 691.6837 | 0.24898 |  | 683.5276 | 0.2654 |  | 683.5276 | 0.07173 |  | 691.382 | 0.26592 |  | 683.5276 | 0.074184 |  | 683.5276 | 0.085457 |  | 683.5276 | 0.06787 |  | 683.5276 | 0.07563
| 691.917 | 0.24763 |  | 683.7554 | 0.26987 |  | 683.7554 | 0.07242 |  | 691.6156 | 0.26412 |  | 683.7554 | 0.075014 |  | 683.7554 | 0.085075 |  | 683.7554 | 0.06816 |  | 683.7554 | 0.075079
| 692.1503 | 0.24504 |  | 683.9832 | 0.26317 |  | 683.9832 | 0.06946 |  | 691.8492 | 0.26332 |  | 683.9832 | 0.073485 |  | 683.9832 | 0.08295 |  | 683.9832 | 0.06734 |  | 683.9832 | 0.074154
| 692.3835 | 0.2432 |  | 684.2111 | 0.25863 |  | 684.2111 | 0.0714 |  | 692.0827 | 0.26091 |  | 684.2111 | 0.074249 |  | 684.2111 | 0.084365 |  | 684.2111 | 0.06712 |  | 684.2111 | 0.076342
| 692.6168 | 0.2421 |  | 684.4389 | 0.25939 |  | 684.4389 | 0.0708 |  | 692.3164 | 0.26051 |  | 684.4389 | 0.072562 |  | 684.4389 | 0.084132 |  | 684.4389 | 0.06606 |  | 684.4389 | 0.07491
| 692.8501 | 0.24055 |  | 684.6668 | 0.2613 |  | 684.6668 | 0.07035 |  | 692.55 | 0.25871 |  | 684.6668 | 0.073454 |  | 684.6668 | 0.086156 |  | 684.6668 | 0.06687 |  | 684.6668 | 0.075061
| 693.0835 | 0.23947 |  | 684.8947 | 0.25442 |  | 684.8946 | 0.06861 |  | 692.7836 | 0.25831 |  | 684.8947 | 0.071682 |  | 684.8947 | 0.080536 |  | 684.8946 | 0.06562 |  | 684.8947 | 0.073169
| 693.3168 | 0.23881 |  | 685.1226 | 0.25501 |  | 685.1226 | 0.0688 |  | 693.0172 | 0.25611 |  | 685.1226 | 0.072326 |  | 685.1226 | 0.082031 |  | 685.1226 | 0.06546 |  | 685.1226 | 0.073682
| 693.5501 | 0.2372 |  | 685.3504 | 0.25078 |  | 685.3504 | 0.0681 |  | 693.2509 | 0.25551 |  | 685.3504 | 0.070847 |  | 685.3504 | 0.080542 |  | 685.3504 | 0.06372 |  | 685.3504 | 0.074273
| 693.7835 | 0.23353 |  | 685.5783 | 0.25217 |  | 685.5783 | 0.06751 |  | 693.4845 | 0.2527 |  | 685.5783 | 0.071201 |  | 685.5783 | 0.080767 |  | 685.5783 | 0.06442 |  | 685.5783 | 0.072543
| 694.0168 | 0.23331 |  | 685.8062 | 0.25017 |  | 685.8062 | 0.06733 |  | 693.7182 | 0.2525 |  | 685.8062 | 0.070049 |  | 685.8062 | 0.081337 |  | 685.8062 | 0.06372 |  | 685.8062 | 0.071892
| 694.2502 | 0.23225 |  | 686.0341 | 0.24813 |  | 686.0341 | 0.06686 |  | 693.9519 | 0.2503 |  | 686.0341 | 0.070357 |  | 686.0341 | 0.081121 |  | 686.0341 | 0.06192 |  | 686.0341 | 0.072084
| 694.4836 | 0.22773 |  | 686.262 | 0.24449 |  | 686.262 | 0.06553 |  | 694.1856 | 0.2495 |  | 686.262 | 0.069338 |  | 686.262 | 0.079262 |  | 686.262 | 0.06315 |  | 686.262 | 0.070613
| 694.717 | 0.2248 |  | 686.49 | 0.24377 |  | 686.49 | 0.06498 |  | 694.4193 | 0.2463 |  | 686.49 | 0.069622 |  | 686.49 | 0.081702 |  | 686.49 | 0.06268 |  | 686.49 | 0.070734
| 694.9504 | 0.22672 |  | 686.7179 | 0.24129 |  | 686.7179 | 0.06522 |  | 694.653 | 0.2465 |  | 686.7179 | 0.068059 |  | 686.7179 | 0.078354 |  | 686.7179 | 0.06336 |  | 686.7179 | 0.068979
| 695.1838 | 0.2262 |  | 686.9459 | 0.24124 |  | 686.9459 | 0.06513 |  | 694.8867 | 0.24449 |  | 686.9459 | 0.068511 |  | 686.9459 | 0.078868 |  | 686.9459 | 0.062 |  | 686.9459 | 0.071297
| 695.4172 | 0.224 |  | 687.1738 | 0.23752 |  | 687.1738 | 0.06366 |  | 695.1204 | 0.24389 |  | 687.1738 | 0.067269 |  | 687.1738 | 0.077763 |  | 687.1738 | 0.06148 |  | 687.1738 | 0.068916
| 695.6506 | 0.22346 |  | 687.4017 | 0.23591 |  | 687.4017 | 0.06294 |  | 695.3541 | 0.24009 |  | 687.4017 | 0.067586 |  | 687.4017 | 0.076641 |  | 687.4017 | 0.06017 |  | 687.4017 | 0.068721
| 695.8841 | 0.22237 |  | 687.6298 | 0.2342 |  | 687.6298 | 0.06275 |  | 695.5879 | 0.23708 |  | 687.6298 | 0.066595 |  | 687.6298 | 0.077377 |  | 687.6298 | 0.06084 |  | 687.6298 | 0.067333
| 696.1175 | 0.21759 |  | 687.8577 | 0.23426 |  | 687.8577 | 0.06298 |  | 695.8216 | 0.23769 |  | 687.8577 | 0.066694 |  | 687.8577 | 0.07603 |  | 687.8577 | 0.06007 |  | 687.8577 | 0.069092
| 696.351 | 0.21665 |  | 688.0857 | 0.22903 |  | 688.0857 | 0.0623 |  | 696.0554 | 0.23448 |  | 688.0857 | 0.065444 |  | 688.0857 | 0.074466 |  | 688.0857 | 0.06055 |  | 688.0857 | 0.066676
| 696.5844 | 0.21563 |  | 688.3137 | 0.22945 |  | 688.3137 | 0.06128 |  | 696.2892 | 0.23388 |  | 688.3137 | 0.066215 |  | 688.3137 | 0.075491 |  | 688.3137 | 0.05968 |  | 688.3137 | 0.067251
| 696.8179 | 0.21415 |  | 688.5417 | 0.23128 |  | 688.5417 | 0.06064 |  | 696.523 | 0.23028 |  | 688.5417 | 0.06476 |  | 688.5417 | 0.074251 |  | 688.5417 | 0.05755 |  | 688.5417 | 0.066226
| 697.0514 | 0.21402 |  | 688.7697 | 0.22962 |  | 688.7697 | 0.06128 |  | 696.7568 | 0.23188 |  | 688.7697 | 0.065459 |  | 688.7697 | 0.072953 |  | 688.7697 | 0.05894 |  | 688.7697 | 0.06477
| 697.2849 | 0.2124 |  | 688.9977 | 0.2237 |  | 688.9977 | 0.05934 |  | 696.9905 | 0.22928 |  | 688.9977 | 0.063914 |  | 688.9977 | 0.07239 |  | 688.9977 | 0.05719 |  | 688.9977 | 0.064429
| 697.5184 | 0.21086 |  | 689.2258 | 0.22629 |  | 689.2258 | 0.0604 |  | 697.2244 | 0.22948 |  | 689.2258 | 0.064618 |  | 689.2258 | 0.074829 |  | 689.2258 | 0.05746 |  | 689.2258 | 0.065488
| 697.7519 | 0.20714 |  | 689.4538 | 0.2199 |  | 689.4538 | 0.05852 |  | 697.4582 | 0.22587 |  | 689.4538 | 0.063324 |  | 689.4538 | 0.073324 |  | 689.4538 | 0.0579 |  | 689.4538 | 0.064121
| 697.9855 | 0.20678 |  | 689.6819 | 0.22121 |  | 689.6819 | 0.05903 |  | 697.692 | 0.22707 |  | 689.6819 | 0.063918 |  | 689.6819 | 0.073879 |  | 689.6819 | 0.05699 |  | 689.6819 | 0.065831
| 698.219 | 0.20563 |  | 689.9099 | 0.21874 |  | 689.9099 | 0.05796 |  | 697.9259 | 0.22407 |  | 689.9099 | 0.062339 |  | 689.9099 | 0.070366 |  | 689.9099 | 0.05632 |  | 689.9099 | 0.063341
| 698.4526 | 0.20371 |  | 690.138 | 0.21958 |  | 690.138 | 0.05831 |  | 698.1597 | 0.22407 |  | 690.138 | 0.063024 |  | 690.138 | 0.071327 |  | 690.138 | 0.05477 |  | 690.138 | 0.062653
| 698.6861 | 0.2004 |  | 690.3661 | 0.21452 |  | 690.3661 | 0.05782 |  | 698.3936 | 0.22026 |  | 690.3661 | 0.062285 |  | 690.3661 | 0.070507 |  | 690.3661 | 0.05603 |  | 690.3661 | 0.062566
| 698.9197 | 0.1981 |  | 690.5942 | 0.21026 |  | 690.5942 | 0.0571 |  | 698.6274 | 0.22087 |  | 690.5942 | 0.06086 |  | 690.5942 | 0.069238 |  | 690.5942 | 0.05418 |  | 690.5942 | 0.06146
| 699.1533 | 0.19928 |  | 690.8223 | 0.21592 |  | 690.8223 | 0.05685 |  | 698.8613 | 0.21806 |  | 690.8223 | 0.061618 |  | 690.8223 | 0.070427 |  | 690.8223 | 0.05378 |  | 690.8223 | 0.061058
| 699.3869 | 0.19814 |  | 691.0504 | 0.21085 |  | 691.0503 | 0.05543 |  | 699.0952 | 0.21886 |  | 691.0504 | 0.060058 |  | 691.0504 | 0.068313 |  | 691.0503 | 0.05378 |  | 691.0504 | 0.061059
| 699.6205 | 0.19491 |  | 691.2785 | 0.20902 |  | 691.2785 | 0.05709 |  | 699.3291 | 0.21526 |  | 691.2785 | 0.060601 |  | 691.2785 | 0.070146 |  | 691.2785 | 0.05403 |  | 691.2785 | 0.061767
| 699.8541 | 0.19418 |  | 691.5066 | 0.20732 |  | 691.5066 | 0.0554 |  | 699.563 | 0.21526 |  | 691.5066 | 0.059289 |  | 691.5066 | 0.067715 |  | 691.5066 | 0.05455 |  | 691.5066 | 0.059813
| 700.0877 | 0.19371 |  | 691.7347 | 0.20704 |  | 691.7347 | 0.05489 |  | 699.7969 | 0.21165 |  | 691.7347 | 0.059723 |  | 691.7347 | 0.068316 |  | 691.7347 | 0.05161 |  | 691.7347 | 0.062517
| 700.3213 | 0.19317 |  | 691.9629 | 0.20236 |  | 691.9629 | 0.05421 |  | 700.0309 | 0.21266 |  | 691.9629 | 0.058272 |  | 691.9629 | 0.067696 |  | 691.9629 | 0.0528 |  | 691.9629 | 0.057903
| 700.555 | 0.19066 |  | 692.191 | 0.20366 |  | 692.191 | 0.05418 |  | 700.2648 | 0.20985 |  | 692.191 | 0.058949 |  | 692.191 | 0.06713 |  | 692.191 | 0.05236 |  | 692.191 | 0.059962
| 700.7886 | 0.18755 |  | 692.4192 | 0.19925 |  | 692.4192 | 0.05451 |  | 700.4988 | 0.21025 |  | 692.4192 | 0.057779 |  | 692.4192 | 0.064951 |  | 692.4192 | 0.05398 |  | 692.4192 | 0.058496
| 701.0223 | 0.187 |  | 692.6473 | 0.19903 |  | 692.6473 | 0.05471 |  | 700.7327 | 0.20745 |  | 692.6473 | 0.058314 |  | 692.6473 | 0.066914 |  | 692.6473 | 0.05322 |  | 692.6473 | 0.059893
| 701.2559 | 0.18508 |  | 692.8755 | 0.19705 |  | 692.8755 | 0.05375 |  | 700.9667 | 0.20705 |  | 692.8755 | 0.057033 |  | 692.8755 | 0.065701 |  | 692.8755 | 0.05264 |  | 692.8755 | 0.05851
| 701.4896 | 0.18514 |  | 693.1037 | 0.20025 |  | 693.1037 | 0.05478 |  | 701.2007 | 0.20545 |  | 693.1037 | 0.05769 |  | 693.1037 | 0.064536 |  | 693.1037 | 0.05094 |  | 693.1037 | 0.059177
| 701.7233 | 0.1828 |  | 693.3319 | 0.19446 |  | 693.3319 | 0.05261 |  | 701.4347 | 0.20565 |  | 693.3319 | 0.056393 |  | 693.3319 | 0.064145 |  | 693.3319 | 0.04992 |  | 693.3319 | 0.057421
| 701.957 | 0.18028 |  | 693.5601 | 0.19739 |  | 693.5601 | 0.05263 |  | 701.6686 | 0.20284 |  | 693.5601 | 0.057116 |  | 693.5601 | 0.066078 |  | 693.5601 | 0.05185 |  | 693.5601 | 0.057529
| 702.1907 | 0.18019 |  | 693.7883 | 0.19031 |  | 693.7883 | 0.05218 |  | 701.9027 | 0.20264 |  | 693.7883 | 0.055575 |  | 693.7883 | 0.063642 |  | 693.7883 | 0.05142 |  | 693.7883 | 0.057005
| 702.4244 | 0.17913 |  | 694.0165 | 0.1924 |  | 694.0165 | 0.05209 |  | 702.1367 | 0.20044 |  | 694.0165 | 0.056224 |  | 694.0165 | 0.064536 |  | 694.0165 | 0.04988 |  | 694.0165 | 0.057925
| 702.6582 | 0.17852 |  | 694.2448 | 0.18795 |  | 694.2447 | 0.05081 |  | 702.3707 | 0.20004 |  | 694.2448 | 0.054699 |  | 694.2448 | 0.062197 |  | 694.2447 | 0.0491 |  | 694.2448 | 0.056849
| 702.8919 | 0.17788 |  | 694.473 | 0.1911 |  | 694.473 | 0.0507 |  | 702.6047 | 0.19784 |  | 694.473 | 0.055287 |  | 694.473 | 0.064404 |  | 694.473 | 0.04879 |  | 694.473 | 0.056475
| 703.1257 | 0.17561 |  | 694.7012 | 0.18757 |  | 694.7012 | 0.05007 |  | 702.8388 | 0.19724 |  | 694.7012 | 0.054382 |  | 694.7012 | 0.063339 |  | 694.7012 | 0.04904 |  | 694.7012 | 0.055515
| 703.3594 | 0.17534 |  | 694.9295 | 0.188 |  | 694.9295 | 0.05029 |  | 703.0728 | 0.19503 |  | 694.9295 | 0.054836 |  | 694.9295 | 0.061418 |  | 694.9295 | 0.05006 |  | 694.9295 | 0.05655
| 703.5932 | 0.17272 |  | 695.1577 | 0.18352 |  | 695.1577 | 0.0493 |  | 703.3069 | 0.19523 |  | 695.1577 | 0.053566 |  | 695.1577 | 0.062275 |  | 695.1577 | 0.04682 |  | 695.1577 | 0.05502
| 703.827 | 0.17404 |  | 695.386 | 0.18426 |  | 695.386 | 0.04984 |  | 703.541 | 0.19403 |  | 695.386 | 0.05421 |  | 695.386 | 0.062405 |  | 695.386 | 0.04924 |  | 695.386 | 0.056673
| 704.0608 | 0.17144 |  | 695.6143 | 0.18101 |  | 695.6143 | 0.04895 |  | 703.7751 | 0.19383 |  | 695.6143 | 0.052869 |  | 695.6143 | 0.059246 |  | 695.6143 | 0.04765 |  | 695.6143 | 0.053395
| 704.2946 | 0.17038 |  | 695.8426 | 0.18246 |  | 695.8426 | 0.04877 |  | 704.0091 | 0.19103 |  | 695.8426 | 0.053188 |  | 695.8426 | 0.060885 |  | 695.8426 | 0.04674 |  | 695.8426 | 0.0554
| 704.5284 | 0.16895 |  | 696.0709 | 0.18195 |  | 696.0709 | 0.04875 |  | 704.2433 | 0.18983 |  | 696.0709 | 0.052391 |  | 696.0709 | 0.060627 |  | 696.0709 | 0.04621 |  | 696.0709 | 0.054213
| 704.7622 | 0.16646 |  | 696.2992 | 0.18127 |  | 696.2992 | 0.04742 |  | 704.4774 | 0.18742 |  | 696.2992 | 0.052852 |  | 696.2992 | 0.061827 |  | 696.2992 | 0.04806 |  | 696.2992 | 0.055495
| 704.996 | 0.16684 |  | 696.5275 | 0.17581 |  | 696.5275 | 0.04705 |  | 704.7115 | 0.18642 |  | 696.5275 | 0.051497 |  | 696.5275 | 0.058585 |  | 696.5275 | 0.04686 |  | 696.5275 | 0.053219
| 705.2299 | 0.16519 |  | 696.7558 | 0.1797 |  | 696.7558 | 0.0462 |  | 704.9456 | 0.18462 |  | 696.7558 | 0.051866 |  | 696.7558 | 0.059213 |  | 696.7558 | 0.04573 |  | 696.7558 | 0.053697
| 705.4637 | 0.16297 |  | 696.9841 | 0.17497 |  | 696.9841 | 0.0465 |  | 705.1798 | 0.18442 |  | 696.9841 | 0.051017 |  | 696.9841 | 0.060431 |  | 696.9841 | 0.04513 |  | 696.9841 | 0.052316
| 705.6976 | 0.16371 |  | 697.2125 | 0.17641 |  | 697.2125 | 0.0457 |  | 705.4139 | 0.18342 |  | 697.2125 | 0.051281 |  | 697.2125 | 0.057986 |  | 697.2125 | 0.04659 |  | 697.2125 | 0.051703
| 705.9314 | 0.16203 |  | 697.4409 | 0.17362 |  | 697.4409 | 0.04606 |  | 705.6481 | 0.18302 |  | 697.4409 | 0.050297 |  | 697.4409 | 0.056392 |  | 697.4409 | 0.04579 |  | 697.4409 | 0.050019
| 706.1653 | 0.16082 |  | 697.6692 | 0.16855 |  | 697.6692 | 0.04541 |  | 705.8822 | 0.18222 |  | 697.6692 | 0.050733 |  | 697.6692 | 0.057672 |  | 697.6692 | 0.04572 |  | 697.6692 | 0.051055
| 706.3992 | 0.15809 |  | 697.8976 | 0.16766 |  | 697.8976 | 0.0439 |  | 706.1164 | 0.18162 |  | 697.8976 | 0.049491 |  | 697.8976 | 0.057707 |  | 697.8976 | 0.04352 |  | 697.8976 | 0.051758
| 706.6331 | 0.15927 |  | 698.126 | 0.17088 |  | 698.126 | 0.0452 |  | 706.3506 | 0.18022 |  | 698.126 | 0.050001 |  | 698.126 | 0.056922 |  | 698.126 | 0.04455 |  | 698.126 | 0.05265
| 706.867 | 0.15802 |  | 698.3543 | 0.16776 |  | 698.3543 | 0.04377 |  | 706.5848 | 0.17922 |  | 698.3543 | 0.048869 |  | 698.3543 | 0.056249 |  | 698.3543 | 0.04417 |  | 698.3543 | 0.050888
| 707.1009 | 0.15688 |  | 698.5827 | 0.16934 |  | 698.5827 | 0.04417 |  | 706.819 | 0.17821 |  | 698.5827 | 0.049389 |  | 698.5827 | 0.057141 |  | 698.5827 | 0.04389 |  | 698.5827 | 0.050412
| 707.3349 | 0.15542 |  | 698.8111 | 0.16552 |  | 698.8111 | 0.04373 |  | 707.0533 | 0.17761 |  | 698.8111 | 0.048222 |  | 698.8111 | 0.056158 |  | 698.8111 | 0.04266 |  | 698.8111 | 0.048977
| 707.5688 | 0.15333 |  | 699.0396 | 0.16548 |  | 699.0395 | 0.04403 |  | 707.2875 | 0.17581 |  | 699.0396 | 0.048556 |  | 699.0396 | 0.05618 |  | 699.0395 | 0.0434 |  | 699.0396 | 0.049546
| 707.8027 | 0.15275 |  | 699.2679 | 0.16187 |  | 699.2679 | 0.04243 |  | 707.5217 | 0.17501 |  | 699.2679 | 0.04737 |  | 699.2679 | 0.054742 |  | 699.2679 | 0.04281 |  | 699.2679 | 0.04889
| 708.0367 | 0.1509 |  | 699.4964 | 0.16655 |  | 699.4964 | 0.04271 |  | 707.756 | 0.17441 |  | 699.4964 | 0.047984 |  | 699.4964 | 0.055999 |  | 699.4964 | 0.04344 |  | 699.4964 | 0.049421
| 708.2707 | 0.14859 |  | 699.7248 | 0.15906 |  | 699.7248 | 0.0423 |  | 707.9902 | 0.17361 |  | 699.7248 | 0.046824 |  | 699.7248 | 0.053785 |  | 699.7248 | 0.04178 |  | 699.7248 | 0.04831
| 708.5047 | 0.15132 |  | 699.9532 | 0.1608 |  | 699.9533 | 0.04296 |  | 708.2245 | 0.17201 |  | 699.9532 | 0.04737 |  | 699.9532 | 0.053865 |  | 699.9533 | 0.04222 |  | 699.9532 | 0.048808
| 708.7387 | 0.14785 |  | 700.1817 | 0.15795 |  | 700.1817 | 0.04171 |  | 708.4588 | 0.17141 |  | 700.1817 | 0.046192 |  | 700.1817 | 0.052778 |  | 700.1817 | 0.04246 |  | 700.1817 | 0.04839
| 708.9726 | 0.14918 |  | 700.4102 | 0.15854 |  | 700.4102 | 0.0423 |  | 708.693 | 0.1698 |  | 700.4102 | 0.046729 |  | 700.4102 | 0.053595 |  | 700.4102 | 0.04192 |  | 700.4102 | 0.048168
| 709.2066 | 0.14632 |  | 700.6387 | 0.15733 |  | 700.6387 | 0.04091 |  | 708.9273 | 0.1688 |  | 700.6387 | 0.045554 |  | 700.6387 | 0.053505 |  | 700.6387 | 0.04197 |  | 700.6387 | 0.046183
| 709.4407 | 0.14578 |  | 700.8671 | 0.15795 |  | 700.8671 | 0.04118 |  | 709.1617 | 0.1678 |  | 700.8671 | 0.046146 |  | 700.8671 | 0.05284 |  | 700.8671 | 0.04193 |  | 700.8671 | 0.048134
| 709.6747 | 0.14422 |  | 701.0956 | 0.15375 |  | 701.0956 | 0.03946 |  | 709.396 | 0.166 |  | 701.0956 | 0.044969 |  | 701.0956 | 0.052207 |  | 701.0956 | 0.04048 |  | 701.0956 | 0.046207
| 709.9087 | 0.14393 |  | 701.3241 | 0.15403 |  | 701.3241 | 0.03983 |  | 709.6303 | 0.165 |  | 701.3241 | 0.045384 |  | 701.3241 | 0.052097 |  | 701.3241 | 0.04053 |  | 701.3241 | 0.046257
| 710.1428 | 0.14269 |  | 701.5526 | 0.15212 |  | 701.5526 | 0.03902 |  | 709.8646 | 0.1626 |  | 701.5526 | 0.044277 |  | 701.5526 | 0.051498 |  | 701.5526 | 0.04082 |  | 701.5526 | 0.046282
| 710.3768 | 0.14222 |  | 701.7811 | 0.14896 |  | 701.7811 | 0.03909 |  | 710.099 | 0.16239 |  | 701.7811 | 0.044946 |  | 701.7811 | 0.051404 |  | 701.7811 | 0.04015 |  | 701.7811 | 0.045701
| 710.6109 | 0.14098 |  | 702.0096 | 0.14852 |  | 702.0096 | 0.03861 |  | 710.3333 | 0.16199 |  | 702.0096 | 0.043827 |  | 702.0096 | 0.050299 |  | 702.0096 | 0.03949 |  | 702.0096 | 0.045748
| 710.845 | 0.14055 |  | 702.2382 | 0.14908 |  | 702.2382 | 0.03935 |  | 710.5677 | 0.16199 |  | 702.2382 | 0.044518 |  | 702.2382 | 0.051542 |  | 702.2382 | 0.0396 |  | 702.2382 | 0.046876
| 711.0791 | 0.1381 |  | 702.4667 | 0.14166 |  | 702.4667 | 0.03816 |  | 710.8021 | 0.16039 |  | 702.4667 | 0.043326 |  | 702.4667 | 0.050756 |  | 702.4667 | 0.03809 |  | 702.4667 | 0.045173
| 711.3132 | 0.13947 |  | 702.6953 | 0.1497 |  | 702.6953 | 0.03887 |  | 711.0364 | 0.15959 |  | 702.6953 | 0.043848 |  | 702.6953 | 0.050879 |  | 702.6953 | 0.04075 |  | 702.6953 | 0.044834
| 711.5473 | 0.13704 |  | 702.9238 | 0.14531 |  | 702.9238 | 0.03837 |  | 711.2708 | 0.15799 |  | 702.9238 | 0.042716 |  | 702.9238 | 0.048898 |  | 702.9238 | 0.03896 |  | 702.9238 | 0.044139
| 711.7814 | 0.13632 |  | 703.1524 | 0.1482 |  | 703.1524 | 0.03743 |  | 711.5052 | 0.15779 |  | 703.1524 | 0.043171 |  | 703.1524 | 0.050094 |  | 703.1524 | 0.03842 |  | 703.1524 | 0.046109
| 712.0155 | 0.13581 |  | 703.381 | 0.14244 |  | 703.381 | 0.03668 |  | 711.7396 | 0.15659 |  | 703.381 | 0.042034 |  | 703.381 | 0.048659 |  | 703.381 | 0.03852 |  | 703.381 | 0.043063
| 712.2497 | 0.13309 |  | 703.6096 | 0.14636 |  | 703.6096 | 0.03687 |  | 711.9741 | 0.15579 |  | 703.6096 | 0.042586 |  | 703.6096 | 0.049801 |  | 703.6096 | 0.04011 |  | 703.6096 | 0.044358
| 712.4838 | 0.13317 |  | 703.8381 | 0.14115 |  | 703.8381 | 0.03624 |  | 712.2085 | 0.15419 |  | 703.8381 | 0.041756 |  | 703.8381 | 0.048539 |  | 703.8381 | 0.03775 |  | 703.8381 | 0.043866
| 712.718 | 0.13334 |  | 704.0668 | 0.14572 |  | 704.0668 | 0.03724 |  | 712.4429 | 0.15398 |  | 704.0668 | 0.042325 |  | 704.0668 | 0.049172 |  | 704.0668 | 0.0386 |  | 704.0668 | 0.043228
| 712.9521 | 0.13127 |  | 704.2953 | 0.1403 |  | 704.2953 | 0.03574 |  | 712.6774 | 0.15198 |  | 704.2953 | 0.041216 |  | 704.2953 | 0.047341 |  | 704.2953 | 0.03715 |  | 704.2953 | 0.042904
| 713.1863 | 0.13112 |  | 704.524 | 0.13982 |  | 704.524 | 0.03535 |  | 712.9118 | 0.15218 |  | 704.524 | 0.04174 |  | 704.524 | 0.047435 |  | 704.524 | 0.03718 |  | 704.524 | 0.042631
| 713.4205 | 0.12964 |  | 704.7526 | 0.13586 |  | 704.7526 | 0.03585 |  | 713.1463 | 0.15098 |  | 704.7526 | 0.040824 |  | 704.7526 | 0.04652 |  | 704.7526 | 0.03523 |  | 704.7526 | 0.041165
| 713.6547 | 0.12062 |  | 704.9813 | 0.13722 |  | 704.9813 | 0.03615 |  | 713.3808 | 0.15058 |  | 704.9813 | 0.041196 |  | 704.9813 | 0.046496 |  | 704.9813 | 0.03657 |  | 704.9813 | 0.042414
| 713.8889 | 0.1288 |  | 705.2099 | 0.13717 |  | 705.2099 | 0.03543 |  | 713.6152 | 0.14858 |  | 705.2099 | 0.040077 |  | 705.2099 | 0.046016 |  | 705.2099 | 0.03671 |  | 705.2099 | 0.042748
| 714.1231 | 0.12725 |  | 705.4385 | 0.13779 |  | 705.4385 | 0.03601 |  | 713.8497 | 0.14838 |  | 705.4385 | 0.040641 |  | 705.4385 | 0.046882 |  | 705.4385 | 0.03665 |  | 705.4385 | 0.042753
| 714.3573 | 0.12438 |  | 705.6672 | 0.13659 |  | 705.6672 | 0.03491 |  | 714.0842 | 0.14698 |  | 705.6672 | 0.039637 |  | 705.6672 | 0.045165 |  | 705.6672 | 0.03535 |  | 705.6672 | 0.041677
| 714.5916 | 0.12496 |  | 705.8959 | 0.13607 |  | 705.8959 | 0.03571 |  | 714.3188 | 0.14698 |  | 705.8959 | 0.04019 |  | 705.8959 | 0.046989 |  | 705.8959 | 0.03712 |  | 705.8959 | 0.04188
| 714.8258 | 0.12233 |  | 706.1246 | 0.13057 |  | 706.1246 | 0.03408 |  | 714.5533 | 0.14557 |  | 706.1246 | 0.039197 |  | 706.1246 | 0.046842 |  | 706.1246 | 0.03501 |  | 706.1246 | 0.04092
| 715.0601 | 0.12229 |  | 706.3533 | 0.1343 |  | 706.3533 | 0.03412 |  | 714.7878 | 0.14577 |  | 706.3533 | 0.039615 |  | 706.3533 | 0.045789 |  | 706.3533 | 0.03628 |  | 706.3533 | 0.040906
| 715.2943 | 0.11888 |  | 706.582 | 0.12926 |  | 706.582 | 0.0338 |  | 715.0224 | 0.14357 |  | 706.582 | 0.038431 |  | 706.582 | 0.045069 |  | 706.582 | 0.03388 |  | 706.582 | 0.040794
| 715.5286 | 0.12213 |  | 706.8107 | 0.13102 |  | 706.8107 | 0.0342 |  | 715.2569 | 0.14337 |  | 706.8107 | 0.03922 |  | 706.8107 | 0.045735 |  | 706.8107 | 0.0348 |  | 706.8107 | 0.040389
| 715.7629 | 0.12163 |  | 707.0394 | 0.12634 |  | 707.0394 | 0.03302 |  | 715.4915 | 0.14177 |  | 707.0394 | 0.03791 |  | 707.0394 | 0.043528 |  | 707.0394 | 0.03435 |  | 707.0394 | 0.038725
| 715.9972 | 0.12083 |  | 707.2681 | 0.12986 |  | 707.2681 | 0.03327 |  | 715.726 | 0.14117 |  | 707.2681 | 0.038463 |  | 707.2681 | 0.044954 |  | 707.2681 | 0.03445 |  | 707.2681 | 0.03959
| 716.2315 | 0.11986 |  | 707.4968 | 0.12931 |  | 707.4968 | 0.03244 |  | 715.9606 | 0.13977 |  | 707.4968 | 0.037603 |  | 707.4968 | 0.044277 |  | 707.4968 | 0.03426 |  | 707.4968 | 0.039172
| 716.4658 | 0.11578 |  | 707.7256 | 0.1282 |  | 707.7256 | 0.03245 |  | 716.1952 | 0.14017 |  | 707.7256 | 0.038317 |  | 707.7256 | 0.044956 |  | 707.7256 | 0.03588 |  | 707.7256 | 0.039294
| 716.7001 | 0.11698 |  | 707.9543 | 0.12456 |  | 707.9543 | 0.03213 |  | 716.4298 | 0.13837 |  | 707.9543 | 0.037123 |  | 707.9543 | 0.04188 |  | 707.9543 | 0.03245 |  | 707.9543 | 0.038321
| 716.9345 | 0.11427 |  | 708.183 | 0.12624 |  | 708.183 | 0.03286 |  | 716.6644 | 0.13797 |  | 708.183 | 0.037472 |  | 708.183 | 0.042477 |  | 708.183 | 0.0335 |  | 708.183 | 0.038541
| 717.1688 | 0.1164 |  | 708.4118 | 0.1236 |  | 708.4118 | 0.03226 |  | 716.899 | 0.13636 |  | 708.4118 | 0.036528 |  | 708.4118 | 0.041879 |  | 708.4118 | 0.03292 |  | 708.4118 | 0.037869
| 717.4032 | 0.11462 |  | 708.6406 | 0.1245 |  | 708.6406 | 0.03152 |  | 717.1337 | 0.13757 |  | 708.6406 | 0.037302 |  | 708.6406 | 0.042722 |  | 708.6406 | 0.03394 |  | 708.6406 | 0.037991
| 717.6375 | 0.11407 |  | 708.8694 | 0.12122 |  | 708.8694 | 0.03072 |  | 717.3683 | 0.13376 |  | 708.8694 | 0.036094 |  | 708.8694 | 0.041927 |  | 708.8694 | 0.03317 |  | 708.8694 | 0.037188
| 717.8719 | 0.11425 |  | 709.0982 | 0.11797 |  | 709.0982 | 0.03173 |  | 717.6029 | 0.13556 |  | 709.0982 | 0.036649 |  | 709.0982 | 0.042276 |  | 709.0982 | 0.03349 |  | 709.0982 | 0.03841
| 718.1063 | 0.11262 |  | 709.327 | 0.11824 |  | 709.327 | 0.03108 |  | 717.8376 | 0.13236 |  | 709.327 | 0.035541 |  | 709.327 | 0.04254 |  | 709.327 | 0.03262 |  | 709.327 | 0.037507
| 718.3407 | 0.11255 |  | 709.5558 | 0.11924 |  | 709.5558 | 0.03099 |  | 718.0723 | 0.13336 |  | 709.5558 | 0.036092 |  | 709.5558 | 0.040887 |  | 709.5558 | 0.03175 |  | 709.5558 | 0.037591
| 718.5751 | 0.11075 |  | 709.7846 | 0.11756 |  | 709.7846 | 0.03027 |  | 718.307 | 0.13176 |  | 709.7846 | 0.03523 |  | 709.7846 | 0.040431 |  | 709.7846 | 0.03119 |  | 709.7846 | 0.037452
| 718.8095 | 0.11118 |  | 710.0134 | 0.12052 |  | 710.0134 | 0.03031 |  | 718.5416 | 0.13136 |  | 710.0134 | 0.035773 |  | 710.0134 | 0.039403 |  | 710.0134 | 0.0322 |  | 710.0134 | 0.037392
| 719.0439 | 0.10962 |  | 710.2422 | 0.11897 |  | 710.2423 | 0.02981 |  | 718.7763 | 0.12916 |  | 710.2422 | 0.034592 |  | 710.2422 | 0.040064 |  | 710.2423 | 0.0311 |  | 710.2422 | 0.036822
| 719.2783 | 0.11035 |  | 710.4711 | 0.11612 |  | 710.4711 | 0.03043 |  | 719.011 | 0.12976 |  | 710.4711 | 0.035408 |  | 710.4711 | 0.03996 |  | 710.4711 | 0.03221 |  | 710.4711 | 0.036066
| 719.5128 | 0.10882 |  | 710.7 | 0.11804 |  | 710.6999 | 0.02967 |  | 719.2457 | 0.12855 |  | 710.7 | 0.034376 |  | 710.7 | 0.039875 |  | 710.6999 | 0.03096 |  | 710.7 | 0.036419
| 719.7472 | 0.1078 |  | 710.9288 | 0.11761 |  | 710.9288 | 0.02942 |  | 719.4805 | 0.12855 |  | 710.9288 | 0.035117 |  | 710.9288 | 0.041341 |  | 710.9288 | 0.03108 |  | 710.9288 | 0.037269
| 719.9817 | 0.10549 |  | 711.1577 | 0.11282 |  | 711.1576 | 0.02882 |  | 719.7152 | 0.12615 |  | 711.1577 | 0.034088 |  | 711.1577 | 0.039304 |  | 711.1576 | 0.03095 |  | 711.1577 | 0.036207
| 720.2162 | 0.10614 |  | 711.3865 | 0.11267 |  | 711.3865 | 0.02903 |  | 719.9499 | 0.12615 |  | 711.3865 | 0.034704 |  | 711.3865 | 0.039431 |  | 711.3865 | 0.03153 |  | 711.3865 | 0.036024
| 720.4506 | 0.10277 |  | 711.6154 | 0.11206 |  | 711.6154 | 0.02902 |  | 720.1847 | 0.12455 |  | 711.6154 | 0.033713 |  | 711.6154 | 0.039697 |  | 711.6154 | 0.03068 |  | 711.6154 | 0.035146
| 720.6851 | 0.10615 |  | 711.8444 | 0.113 |  | 711.8444 | 0.02891 |  | 720.4194 | 0.12395 |  | 711.8444 | 0.033936 |  | 711.8444 | 0.038514 |  | 711.8444 | 0.02961 |  | 711.8444 | 0.034574
| 720.9196 | 0.10312 |  | 712.0732 | 0.10972 |  | 712.0732 | 0.0288 |  | 720.6542 | 0.12235 |  | 712.0732 | 0.033113 |  | 712.0732 | 0.038666 |  | 712.0732 | 0.03072 |  | 712.0732 | 0.034382
| 721.1541 | 0.10402 |  | 712.3021 | 0.11129 |  | 712.3021 | 0.02869 |  | 720.889 | 0.12295 |  | 712.3021 | 0.033627 |  | 712.3021 | 0.037792 |  | 712.3021 | 0.03113 |  | 712.3021 | 0.034427
| 721.3887 | 0.10263 |  | 712.5311 | 0.10845 |  | 712.5311 | 0.02745 |  | 721.1238 | 0.12074 |  | 712.5311 | 0.032671 |  | 712.5311 | 0.037333 |  | 712.5311 | 0.02928 |  | 712.5311 | 0.034547
| 721.6232 | 0.1025 |  | 712.76 | 0.11013 |  | 712.76 | 0.02819 |  | 721.3586 | 0.12095 |  | 712.76 | 0.033289 |  | 712.76 | 0.038082 |  | 712.76 | 0.03063 |  | 712.76 | 0.034379
| 721.8577 | 0.10082 |  | 712.989 | 0.10471 |  | 712.989 | 0.02689 |  | 721.5934 | 0.11914 |  | 712.989 | 0.032182 |  | 712.989 | 0.036635 |  | 712.989 | 0.02892 |  | 712.989 | 0.034859
| 722.0923 | 0.09958 |  | 713.2179 | 0.1084 |  | 713.2179 | 0.02757 |  | 721.8282 | 0.11954 |  | 713.2179 | 0.032589 |  | 713.2179 | 0.036885 |  | 713.2179 | 0.03001 |  | 713.2179 | 0.033435
| 722.3268 | 0.09253 |  | 713.4468 | 0.10432 |  | 713.4468 | 0.02656 |  | 722.063 | 0.11794 |  | 713.4468 | 0.031825 |  | 713.4468 | 0.035772 |  | 713.4468 | 0.02895 |  | 713.4468 | 0.033409
| 722.5614 | 0.09983 |  | 713.6758 | 0.10625 |  | 713.6758 | 0.02689 |  | 722.2979 | 0.11854 |  | 713.6758 | 0.032447 |  | 713.6758 | 0.036324 |  | 713.6758 | 0.02895 |  | 713.6758 | 0.03393
| 722.796 | 0.09664 |  | 713.9048 | 0.1025 |  | 713.9048 | 0.02657 |  | 722.5327 | 0.11734 |  | 713.9048 | 0.031464 |  | 713.9048 | 0.036178 |  | 713.9048 | 0.02882 |  | 713.9048 | 0.0339
| 723.0306 | 0.09845 |  | 714.1337 | 0.10582 |  | 714.1337 | 0.02693 |  | 722.7675 | 0.11714 |  | 714.1337 | 0.032149 |  | 714.1337 | 0.0374 |  | 714.1337 | 0.02836 |  | 714.1337 | 0.033365
| 723.2652 | 0.09499 |  | 714.3627 | 0.10171 |  | 714.3627 | 0.02755 |  | 723.0024 | 0.11534 |  | 714.3627 | 0.031051 |  | 714.3627 | 0.03507 |  | 714.3627 | 0.0275 |  | 714.3627 | 0.031771
| 723.4998 | 0.09628 |  | 714.5917 | 0.10106 |  | 714.5917 | 0.02675 |  | 723.2373 | 0.11534 |  | 714.5917 | 0.031796 |  | 714.5917 | 0.037445 |  | 714.5917 | 0.02975 |  | 714.5917 | 0.032569
| 723.7344 | 0.0938 |  | 714.8207 | 0.09978 |  | 714.8207 | 0.02551 |  | 723.4722 | 0.11434 |  | 714.8207 | 0.030536 |  | 714.8207 | 0.034689 |  | 714.8207 | 0.02827 |  | 714.8207 | 0.031849
| 723.969 | 0.09259 |  | 715.0497 | 0.10402 |  | 715.0497 | 0.02549 |  | 723.707 | 0.11394 |  | 715.0497 | 0.031547 |  | 715.0497 | 0.037154 |  | 715.0497 | 0.02789 |  | 715.0497 | 0.032969
| 724.2037 | 0.09086 |  | 715.2787 | 0.097736 |  | 715.2787 | 0.02555 |  | 723.9419 | 0.11294 |  | 715.2787 | 0.030186 |  | 715.2787 | 0.034594 |  | 715.2787 | 0.02696 |  | 715.2787 | 0.032352
| 724.4383 | 0.09441 |  | 715.5078 | 0.10089 |  | 715.5078 | 0.02582 |  | 724.1768 | 0.11314 |  | 715.5078 | 0.031205 |  | 715.5078 | 0.03574 |  | 715.5078 | 0.02744 |  | 715.5078 | 0.032605
| 724.673 | 0.09271 |  | 715.7368 | 0.098838 |  | 715.7368 | 0.0253 |  | 724.4118 | 0.11173 |  | 715.7368 | 0.029855 |  | 715.7368 | 0.034521 |  | 715.7368 | 0.02779 |  | 715.7368 | 0.031105
| 724.9076 | 0.09296 |  | 715.9659 | 0.098825 |  | 715.9659 | 0.02545 |  | 724.6467 | 0.11133 |  | 715.9659 | 0.030701 |  | 715.9659 | 0.033553 |  | 715.9659 | 0.02854 |  | 715.9659 | 0.032786
| 725.1423 | 0.09194 |  | 716.1949 | 0.096046 |  | 716.1949 | 0.02466 |  | 724.8816 | 0.11093 |  | 716.1949 | 0.029565 |  | 716.1949 | 0.034004 |  | 716.1949 | 0.02692 |  | 716.1949 | 0.030698
| 725.377 | 0.09126 |  | 716.424 | 0.10042 |  | 716.424 | 0.0256 |  | 725.1166 | 0.10973 |  | 716.424 | 0.030375 |  | 716.424 | 0.035364 |  | 716.424 | 0.02772 |  | 716.424 | 0.03154
| 725.6117 | 0.09096 |  | 716.6531 | 0.09663 |  | 716.6531 | 0.02467 |  | 725.3515 | 0.10873 |  | 716.6531 | 0.029342 |  | 716.6531 | 0.033088 |  | 716.6531 | 0.02688 |  | 716.6531 | 0.030421
| 725.8464 | 0.09014 |  | 716.8821 | 0.095486 |  | 716.8821 | 0.02543 |  | 725.5865 | 0.10813 |  | 716.8821 | 0.029934 |  | 716.8821 | 0.033952 |  | 716.8821 | 0.02713 |  | 716.8821 | 0.030489
| 726.0811 | 0.08736 |  | 717.1113 | 0.094139 |  | 717.1113 | 0.024 |  | 725.8215 | 0.10753 |  | 717.1113 | 0.028922 |  | 717.1113 | 0.033377 |  | 717.1113 | 0.02589 |  | 717.1113 | 0.029214
| 726.3158 | 0.08981 |  | 717.3403 | 0.094857 |  | 717.3403 | 0.0248 |  | 726.0565 | 0.10673 |  | 717.3403 | 0.029621 |  | 717.3403 | 0.034162 |  | 717.3403 | 0.02746 |  | 717.3403 | 0.032075
| 726.5505 | 0.08737 |  | 717.5695 | 0.091882 |  | 717.5695 | 0.02355 |  | 726.2914 | 0.10553 |  | 717.5695 | 0.028391 |  | 717.5695 | 0.033778 |  | 717.5695 | 0.02496 |  | 717.5695 | 0.031675
| 726.7853 | 0.08665 |  | 717.7986 | 0.093445 |  | 717.7986 | 0.02443 |  | 726.5264 | 0.10513 |  | 717.7986 | 0.029218 |  | 717.7986 | 0.034988 |  | 717.7986 | 0.02646 |  | 717.7986 | 0.03158
| 727.02 | 0.0865 |  | 718.0277 | 0.091286 |  | 718.0277 | 0.02364 |  | 726.7614 | 0.10453 |  | 718.0277 | 0.028338 |  | 718.0277 | 0.031825 |  | 718.0277 | 0.02647 |  | 718.0277 | 0.028672
| 727.2548 | 0.0864 |  | 718.2568 | 0.091186 |  | 718.2568 | 0.02316 |  | 726.9965 | 0.10433 |  | 718.2568 | 0.028806 |  | 718.2568 | 0.033846 |  | 718.2568 | 0.02631 |  | 718.2568 | 0.030247
| 727.4896 | 0.08387 |  | 718.486 | 0.089391 |  | 718.486 | 0.02348 |  | 727.2315 | 0.10292 |  | 718.486 | 0.02783 |  | 718.486 | 0.032125 |  | 718.486 | 0.0236 |  | 718.486 | 0.028358
| 727.7243 | 0.08529 |  | 718.7151 | 0.091485 |  | 718.7151 | 0.02266 |  | 727.4665 | 0.10292 |  | 718.7151 | 0.028544 |  | 718.7151 | 0.033588 |  | 718.7151 | 0.0252 |  | 718.7151 | 0.030008
| 727.9591 | 0.08401 |  | 718.9443 | 0.089119 |  | 718.9443 | 0.0228 |  | 727.7016 | 0.10172 |  | 718.9443 | 0.027191 |  | 718.9443 | 0.031755 |  | 718.9443 | 0.02381 |  | 718.9443 | 0.02764
| 728.1939 | 0.08523 |  | 719.1735 | 0.091431 |  | 719.1735 | 0.02292 |  | 727.9366 | 0.10092 |  | 719.1735 | 0.028251 |  | 719.1735 | 0.032219 |  | 719.1735 | 0.02406 |  | 719.1735 | 0.029837
| 728.4288 | 0.08354 |  | 719.4026 | 0.087371 |  | 719.4026 | 0.02278 |  | 728.1717 | 0.10052 |  | 719.4026 | 0.027047 |  | 719.4026 | 0.029638 |  | 719.4026 | 0.02359 |  | 719.4026 | 0.027002
| 728.6636 | 0.08334 |  | 719.6318 | 0.089491 |  | 719.6318 | 0.02349 |  | 728.4068 | 0.09992 |  | 719.6318 | 0.027888 |  | 719.6318 | 0.031599 |  | 719.6318 | 0.02467 |  | 719.6318 | 0.028818
| 728.8984 | 0.0814 |  | 719.861 | 0.086923 |  | 719.861 | 0.02154 |  | 728.6419 | 0.09932 |  | 719.861 | 0.02659 |  | 719.861 | 0.030641 |  | 719.861 | 0.02474 |  | 719.861 | 0.028444
| 729.1332 | 0.08137 |  | 720.0902 | 0.090208 |  | 720.0902 | 0.02356 |  | 728.877 | 0.09892 |  | 720.0902 | 0.027585 |  | 720.0902 | 0.030386 |  | 720.0902 | 0.02583 |  | 720.0902 | 0.029078
| 729.3681 | 0.07989 |  | 720.3194 | 0.085374 |  | 720.3194 | 0.02099 |  | 729.1121 | 0.09812 |  | 720.3194 | 0.026142 |  | 720.3194 | 0.029571 |  | 720.3194 | 0.02256 |  | 720.3194 | 0.027801
| 729.6029 | 0.08096 |  | 720.5486 | 0.085369 |  | 720.5486 | 0.02336 |  | 729.3472 | 0.09672 |  | 720.5486 | 0.02715 |  | 720.5486 | 0.031314 |  | 720.5486 | 0.02425 |  | 720.5486 | 0.028264
| 729.8378 | 0.08018 |  | 720.7779 | 0.084165 |  | 720.7779 | 0.02143 |  | 729.5823 | 0.09652 |  | 720.7779 | 0.026294 |  | 720.7779 | 0.030097 |  | 720.7779 | 0.02313 |  | 720.7779 | 0.026933
| 730.0727 | 0.08 |  | 721.0071 | 0.086449 |  | 721.0071 | 0.02225 |  | 729.8174 | 0.09331 |  | 721.0071 | 0.026698 |  | 721.0071 | 0.030806 |  | 721.0071 | 0.02446 |  | 721.0071 | 0.029501
| 730.3076 | 0.07794 |  | 721.2363 | 0.081716 |  | 721.2363 | 0.02153 |  | 730.0526 | 0.09271 |  | 721.2363 | 0.025835 |  | 721.2363 | 0.029146 |  | 721.2363 | 0.02332 |  | 721.2363 | 0.027155
| 730.5425 | 0.07745 |  | 721.4656 | 0.083464 |  | 721.4656 | 0.0226 |  | 730.2877 | 0.09371 |  | 721.4656 | 0.026585 |  | 721.4656 | 0.030883 |  | 721.4656 | 0.02399 |  | 721.4656 | 0.028513
| 730.7774 | 0.07779 |  | 721.6948 | 0.080687 |  | 721.6948 | 0.0215 |  | 730.5229 | 0.09371 |  | 721.6948 | 0.025325 |  | 721.6948 | 0.029546 |  | 721.6948 | 0.02386 |  | 721.6948 | 0.026308
| 731.0123 | 0.07716 |  | 721.9241 | 0.082306 |  | 721.9241 | 0.01989 |  | 730.758 | 0.09331 |  | 721.9241 | 0.026294 |  | 721.9241 | 0.031796 |  | 721.9241 | 0.02193 |  | 721.9241 | 0.026177
| 731.2472 | 0.07095 |  | 722.1534 | 0.079986 |  | 722.1534 | 0.02064 |  | 730.9932 | 0.09351 |  | 722.1534 | 0.025146 |  | 722.1534 | 0.029363 |  | 722.1534 | 0.02295 |  | 722.1534 | 0.025072
| 731.4822 | 0.07607 |  | 722.3827 | 0.080841 |  | 722.3827 | 0.02087 |  | 731.2284 | 0.09211 |  | 722.3827 | 0.025973 |  | 722.3827 | 0.030092 |  | 722.3827 | 0.02375 |  | 722.3827 | 0.027086
| 731.7171 | 0.07377 |  | 722.612 | 0.080993 |  | 722.612 | 0.02007 |  | 731.4636 | 0.09111 |  | 722.612 | 0.024838 |  | 722.612 | 0.029277 |  | 722.612 | 0.02218 |  | 722.612 | 0.026337
| 731.9521 | 0.07378 |  | 722.8413 | 0.078399 |  | 722.8413 | 0.02084 |  | 731.6988 | 0.09031 |  | 722.8413 | 0.025765 |  | 722.8413 | 0.028011 |  | 722.8413 | 0.02381 |  | 722.8413 | 0.026681
| 732.187 | 0.07386 |  | 723.0706 | 0.078555 |  | 723.0706 | 0.02095 |  | 731.934 | 0.08971 |  | 723.0706 | 0.024549 |  | 723.0706 | 0.029115 |  | 723.0706 | 0.02235 |  | 723.0706 | 0.026379
| 732.422 | 0.07535 |  | 723.2999 | 0.080126 |  | 723.2999 | 0.02122 |  | 732.1692 | 0.08971 |  | 723.2999 | 0.025388 |  | 723.2999 | 0.028237 |  | 723.2999 | 0.02069 |  | 723.2999 | 0.026309
| 732.657 | 0.07156 |  | 723.5292 | 0.078718 |  | 723.5292 | 0.01946 |  | 732.4045 | 0.08871 |  | 723.5292 | 0.024344 |  | 723.5292 | 0.028194 |  | 723.5292 | 0.0218 |  | 723.5292 | 0.025158
| 732.892 | 0.07316 |  | 723.7586 | 0.077303 |  | 723.7586 | 0.02056 |  | 732.6397 | 0.0875 |  | 723.7586 | 0.025251 |  | 723.7586 | 0.027304 |  | 723.7586 | 0.02199 |  | 723.7586 | 0.026286
| 733.127 | 0.07169 |  | 723.9879 | 0.076121 |  | 723.9879 | 0.01898 |  | 732.875 | 0.08811 |  | 723.9879 | 0.02415 |  | 723.9879 | 0.027717 |  | 723.9879 | 0.02175 |  | 723.9879 | 0.025126
| 733.362 | 0.07083 |  | 724.2173 | 0.074351 |  | 724.2173 | 0.01964 |  | 733.1102 | 0.0869 |  | 724.2173 | 0.024651 |  | 724.2173 | 0.02803 |  | 724.2173 | 0.02363 |  | 724.2173 | 0.026778
| 733.597 | 0.07145 |  | 724.4467 | 0.075315 |  | 724.4467 | 0.01969 |  | 733.3455 | 0.0865 |  | 724.4467 | 0.023704 |  | 724.4467 | 0.02715 |  | 724.4467 | 0.01971 |  | 724.4467 | 0.024519
| 733.832 | 0.07079 |  | 724.676 | 0.075769 |  | 724.676 | 0.02015 |  | 733.5807 | 0.0843 |  | 724.676 | 0.024415 |  | 724.676 | 0.027418 |  | 724.676 | 0.02263 |  | 724.676 | 0.025295
| 734.0671 | 0.07041 |  | 724.9054 | 0.074038 |  | 724.9054 | 0.01873 |  | 733.816 | 0.0855 |  | 724.9054 | 0.023297 |  | 724.9054 | 0.026919 |  | 724.9054 | 0.02149 |  | 724.9054 | 0.024774
| 734.3021 | 0.06982 |  | 725.1348 | 0.074978 |  | 725.1348 | 0.01958 |  | 734.0513 | 0.0843 |  | 725.1348 | 0.02407 |  | 725.1348 | 0.027976 |  | 725.1348 | 0.02091 |  | 725.1348 | 0.024844
| 734.5372 | 0.06936 |  | 725.3641 | 0.073584 |  | 725.3641 | 0.01907 |  | 734.2866 | 0.0847 |  | 725.3641 | 0.023279 |  | 725.3641 | 0.027749 |  | 725.3641 | 0.02023 |  | 725.3641 | 0.023415
| 734.7723 | 0.06778 |  | 725.5936 | 0.075791 |  | 725.5936 | 0.01854 |  | 734.5219 | 0.0835 |  | 725.5936 | 0.023797 |  | 725.5936 | 0.027538 |  | 725.5936 | 0.02094 |  | 725.5936 | 0.027044
| 735.0073 | 0.06624 |  | 725.823 | 0.070766 |  | 725.823 | 0.01855 |  | 734.7573 | 0.0829 |  | 725.823 | 0.022771 |  | 725.823 | 0.0275 |  | 725.823 | 0.02129 |  | 725.823 | 0.023427
| 735.2424 | 0.06778 |  | 726.0524 | 0.075175 |  | 726.0524 | 0.01849 |  | 734.9926 | 0.0823 |  | 726.0524 | 0.02369 |  | 726.0524 | 0.026687 |  | 726.0524 | 0.02241 |  | 726.0524 | 0.023795
| 735.4775 | 0.06562 |  | 726.2819 | 0.07058 |  | 726.2819 | 0.01847 |  | 735.2279 | 0.0825 |  | 726.2819 | 0.022598 |  | 726.2819 | 0.025972 |  | 726.2819 | 0.02032 |  | 726.2819 | 0.024145
| 735.7126 | 0.06443 |  | 726.5113 | 0.072583 |  | 726.5113 | 0.01939 |  | 735.4633 | 0.0811 |  | 726.5113 | 0.023525 |  | 726.5113 | 0.026955 |  | 726.5113 | 0.02136 |  | 726.5113 | 0.024221
| 735.9478 | 0.06638 |  | 726.7407 | 0.070676 |  | 726.7407 | 0.0182 |  | 735.6987 | 0.0815 |  | 726.7407 | 0.022293 |  | 726.7407 | 0.0262 |  | 726.7407 | 0.01991 |  | 726.7407 | 0.024341
| 736.1829 | 0.06603 |  | 726.9702 | 0.071518 |  | 726.9701 | 0.01899 |  | 735.934 | 0.0803 |  | 726.9702 | 0.023196 |  | 726.9702 | 0.026627 |  | 726.9701 | 0.02126 |  | 726.9702 | 0.025587
| 736.418 | 0.06435 |  | 727.1996 | 0.069428 |  | 727.1997 | 0.01812 |  | 736.1694 | 0.0799 |  | 727.1996 | 0.022041 |  | 727.1996 | 0.025412 |  | 727.1997 | 0.02082 |  | 727.1996 | 0.023484
| 736.6532 | 0.0647 |  | 727.4291 | 0.070277 |  | 727.4291 | 0.01787 |  | 736.4048 | 0.07889 |  | 727.4291 | 0.02278 |  | 727.4291 | 0.026302 |  | 727.4291 | 0.02196 |  | 727.4291 | 0.023833
| 736.8883 | 0.06341 |  | 727.6586 | 0.065948 |  | 727.6586 | 0.01718 |  | 736.6402 | 0.07789 |  | 727.6586 | 0.021724 |  | 727.6586 | 0.02538 |  | 727.6586 | 0.01847 |  | 727.6586 | 0.022693
| 737.1235 | 0.06306 |  | 727.8881 | 0.068675 |  | 727.8881 | 0.01839 |  | 736.8756 | 0.07709 |  | 727.8881 | 0.022642 |  | 727.8881 | 0.025946 |  | 727.8881 | 0.02008 |  | 727.8881 | 0.023942
| 737.3587 | 0.06261 |  | 728.1176 | 0.066038 |  | 728.1176 | 0.01768 |  | 737.111 | 0.07789 |  | 728.1176 | 0.021366 |  | 728.1176 | 0.024087 |  | 728.1176 | 0.01943 |  | 728.1176 | 0.022202
| 737.5938 | 0.05917 |  | 728.347 | 0.06981 |  | 728.347 | 0.01706 |  | 737.3464 | 0.07669 |  | 728.347 | 0.02216 |  | 728.347 | 0.025159 |  | 728.347 | 0.02012 |  | 728.347 | 0.022662
| 737.829 | 0.06127 |  | 728.5766 | 0.067272 |  | 728.5766 | 0.01734 |  | 737.5819 | 0.07589 |  | 728.5766 | 0.021248 |  | 728.5766 | 0.024274 |  | 728.5766 | 0.01998 |  | 728.5766 | 0.021688
| 738.0642 | 0.06118 |  | 728.8061 | 0.068181 |  | 728.8061 | 0.01741 |  | 737.8173 | 0.07329 |  | 728.8061 | 0.021905 |  | 728.8061 | 0.024933 |  | 728.8061 | 0.01954 |  | 728.8061 | 0.023322
| 738.2994 | 0.06155 |  | 729.0356 | 0.063389 |  | 729.0356 | 0.01622 |  | 738.0527 | 0.07609 |  | 729.0356 | 0.02076 |  | 729.0356 | 0.024907 |  | 729.0356 | 0.01919 |  | 729.0356 | 0.023062
| 738.5347 | 0.06138 |  | 729.2652 | 0.06713 |  | 729.2652 | 0.0173 |  | 738.2882 | 0.07409 |  | 729.2652 | 0.021678 |  | 729.2652 | 0.025477 |  | 729.2652 | 0.01907 |  | 729.2652 | 0.023061
| 738.7699 | 0.05973 |  | 729.4947 | 0.061284 |  | 729.4947 | 0.01631 |  | 738.5237 | 0.07409 |  | 729.4947 | 0.020643 |  | 729.4947 | 0.024373 |  | 729.4947 | 0.01724 |  | 729.4947 | 0.021648
| 739.0051 | 0.06166 |  | 729.7242 | 0.065847 |  | 729.7242 | 0.01701 |  | 738.7591 | 0.07249 |  | 729.7242 | 0.02134 |  | 729.7242 | 0.024259 |  | 729.7242 | 0.01984 |  | 729.7242 | 0.022611
| 739.2404 | 0.05843 |  | 729.9539 | 0.061873 |  | 729.9539 | 0.01515 |  | 738.9946 | 0.07349 |  | 729.9539 | 0.020541 |  | 729.9539 | 0.023208 |  | 729.9539 | 0.01864 |  | 729.9539 | 0.022168
| 739.4756 | 0.05971 |  | 730.1834 | 0.064733 |  | 730.1834 | 0.0177 |  | 739.2301 | 0.07229 |  | 730.1834 | 0.021171 |  | 730.1834 | 0.024507 |  | 730.1834 | 0.01958 |  | 730.1834 | 0.023346
| 739.7109 | 0.0584 |  | 730.413 | 0.064907 |  | 730.413 | 0.01493 |  | 739.4656 | 0.07189 |  | 730.413 | 0.020167 |  | 730.413 | 0.023528 |  | 730.413 | 0.01821 |  | 730.413 | 0.02143
| 739.9462 | 0.0575 |  | 730.6426 | 0.064648 |  | 730.6426 | 0.01606 |  | 739.7011 | 0.07089 |  | 730.6426 | 0.021015 |  | 730.6426 | 0.023918 |  | 730.6426 | 0.01851 |  | 730.6426 | 0.022155
| 740.1815 | 0.05638 |  | 730.8722 | 0.06182 |  | 730.8722 | 0.01512 |  | 739.9367 | 0.07129 |  | 730.8722 | 0.019905 |  | 730.8722 | 0.023469 |  | 730.8722 | 0.01873 |  | 730.8722 | 0.020857
| 740.4168 | 0.05773 |  | 731.1017 | 0.06374 |  | 731.1018 | 0.01506 |  | 740.1722 | 0.06988 |  | 731.1017 | 0.020582 |  | 731.1017 | 0.023565 |  | 731.1018 | 0.01816 |  | 731.1017 | 0.022598
| 740.6521 | 0.05651 |  | 731.3314 | 0.060439 |  | 731.3314 | 0.01498 |  | 740.4077 | 0.06868 |  | 731.3314 | 0.01965 |  | 731.3314 | 0.023117 |  | 731.3314 | 0.0165 |  | 731.3314 | 0.020853
| 740.8874 | 0.05702 |  | 731.561 | 0.062796 |  | 731.561 | 0.01722 |  | 740.6433 | 0.06888 |  | 731.561 | 0.020566 |  | 731.561 | 0.022514 |  | 731.561 | 0.019 |  | 731.561 | 0.021196
| 741.1227 | 0.05495 |  | 731.7906 | 0.059297 |  | 731.7907 | 0.01483 |  | 740.8788 | 0.06788 |  | 731.7906 | 0.019107 |  | 731.7906 | 0.023179 |  | 731.7907 | 0.01804 |  | 731.7906 | 0.020819
| 741.3581 | 0.05562 |  | 732.0203 | 0.05954 |  | 732.0203 | 0.01598 |  | 741.1144 | 0.06768 |  | 732.0203 | 0.020232 |  | 732.0203 | 0.023833 |  | 732.0203 | 0.0181 |  | 732.0203 | 0.022402
| 741.5934 | 0.05281 |  | 732.2499 | 0.058225 |  | 732.2499 | 0.01527 |  | 741.35 | 0.06808 |  | 732.2499 | 0.019217 |  | 732.2499 | 0.021574 |  | 732.2499 | 0.01669 |  | 732.2499 | 0.019747
| 741.8288 | 0.05487 |  | 732.4796 | 0.059654 |  | 732.4796 | 0.01519 |  | 741.5856 | 0.06688 |  | 732.4796 | 0.019856 |  | 732.4796 | 0.022354 |  | 732.4796 | 0.01749 |  | 732.4796 | 0.021037
| 742.0641 | 0.05343 |  | 732.7092 | 0.057339 |  | 732.7092 | 0.01563 |  | 741.8212 | 0.06688 |  | 732.7092 | 0.018989 |  | 732.7092 | 0.021363 |  | 732.7092 | 0.01632 |  | 732.7092 | 0.019996
| 742.2995 | 0.05383 |  | 732.9389 | 0.061955 |  | 732.9389 | 0.01578 |  | 742.0568 | 0.06568 |  | 732.9389 | 0.019943 |  | 732.9389 | 0.021413 |  | 732.9389 | 0.01821 |  | 732.9389 | 0.020724
| 742.5349 | 0.05381 |  | 733.1686 | 0.057093 |  | 733.1686 | 0.01449 |  | 742.2924 | 0.06568 |  | 733.1686 | 0.018894 |  | 733.1686 | 0.022736 |  | 733.1686 | 0.01559 |  | 733.1686 | 0.019927
| 742.7703 | 0.05354 |  | 733.3983 | 0.05604 |  | 733.3982 | 0.01517 |  | 742.528 | 0.06508 |  | 733.3983 | 0.019447 |  | 733.3983 | 0.021787 |  | 733.3982 | 0.01853 |  | 733.3983 | 0.020472
| 743.0057 | 0.05243 |  | 733.628 | 0.057038 |  | 733.628 | 0.01455 |  | 742.7636 | 0.06468 |  | 733.628 | 0.018449 |  | 733.628 | 0.02166 |  | 733.628 | 0.01657 |  | 733.628 | 0.020302
| 743.2411 | 0.05244 |  | 733.8577 | 0.05805 |  | 733.8577 | 0.01482 |  | 742.9993 | 0.06408 |  | 733.8577 | 0.019217 |  | 733.8577 | 0.021736 |  | 733.8577 | 0.01804 |  | 733.8577 | 0.020467
| 743.4765 | 0.05157 |  | 734.0874 | 0.057203 |  | 734.0874 | 0.01405 |  | 743.2349 | 0.06388 |  | 734.0874 | 0.018322 |  | 734.0874 | 0.021991 |  | 734.0874 | 0.01534 |  | 734.0874 | 0.018921
| 743.712 | 0.0522 |  | 734.3171 | 0.059413 |  | 734.3171 | 0.01439 |  | 743.4706 | 0.06328 |  | 734.3171 | 0.018858 |  | 734.3171 | 0.020796 |  | 734.3171 | 0.01712 |  | 734.3171 | 0.019339
| 743.9474 | 0.0488 |  | 734.5469 | 0.056655 |  | 734.5469 | 0.01403 |  | 743.7062 | 0.06348 |  | 734.5469 | 0.017852 |  | 734.5469 | 0.020378 |  | 734.5469 | 0.01521 |  | 734.5469 | 0.018204
| 744.1828 | 0.05089 |  | 734.7766 | 0.056538 |  | 734.7766 | 0.01427 |  | 743.9419 | 0.06187 |  | 734.7766 | 0.018756 |  | 734.7766 | 0.020516 |  | 734.7766 | 0.01719 |  | 734.7766 | 0.020027
| 744.4183 | 0.04964 |  | 735.0063 | 0.053739 |  | 735.0063 | 0.01416 |  | 744.1776 | 0.06147 |  | 735.0063 | 0.017666 |  | 735.0063 | 0.021258 |  | 735.0063 | 0.01646 |  | 735.0063 | 0.017899
| 744.6538 | 0.04975 |  | 735.2361 | 0.055728 |  | 735.2361 | 0.01301 |  | 744.4133 | 0.05987 |  | 735.2361 | 0.01864 |  | 735.2361 | 0.021724 |  | 735.2361 | 0.0156 |  | 735.2361 | 0.019641
| 744.8892 | 0.04926 |  | 735.4659 | 0.056689 |  | 735.4659 | 0.01385 |  | 744.649 | 0.06067 |  | 735.4659 | 0.017414 |  | 735.4659 | 0.019932 |  | 735.4659 | 0.01553 |  | 735.4659 | 0.018312
| 745.1247 | 0.04872 |  | 735.6956 | 0.053788 |  | 735.6956 | 0.01442 |  | 744.8847 | 0.05967 |  | 735.6956 | 0.018563 |  | 735.6956 | 0.020045 |  | 735.6956 | 0.01848 |  | 735.6956 | 0.018418
| 745.3602 | 0.04764 |  | 735.9254 | 0.052777 |  | 735.9254 | 0.01349 |  | 745.1204 | 0.05927 |  | 735.9254 | 0.017284 |  | 735.9254 | 0.019345 |  | 735.9254 | 0.0157 |  | 735.9254 | 0.018688
| 745.5957 | 0.04886 |  | 736.1552 | 0.054932 |  | 736.1552 | 0.01476 |  | 745.3561 | 0.05847 |  | 736.1552 | 0.018087 |  | 736.1552 | 0.021099 |  | 736.1552 | 0.0151 |  | 736.1552 | 0.018528
| 745.8312 | 0.04779 |  | 736.385 | 0.049174 |  | 736.385 | 0.01281 |  | 745.5919 | 0.05907 |  | 736.385 | 0.016957 |  | 736.385 | 0.020006 |  | 736.385 | 0.01576 |  | 736.385 | 0.017257
| 746.0668 | 0.04727 |  | 736.6148 | 0.051592 |  | 736.6148 | 0.01232 |  | 745.8276 | 0.05827 |  | 736.6148 | 0.017844 |  | 736.6148 | 0.020937 |  | 736.6148 | 0.0146 |  | 736.6148 | 0.019132
| 746.3023 | 0.04682 |  | 736.8446 | 0.052172 |  | 736.8446 | 0.01398 |  | 746.0634 | 0.05767 |  | 736.8446 | 0.016998 |  | 736.8446 | 0.01923 |  | 736.8446 | 0.01477 |  | 736.8446 | 0.01771
| 746.5379 | 0.0477 |  | 737.0744 | 0.05232 |  | 737.0744 | 0.01387 |  | 746.2992 | 0.05647 |  | 737.0744 | 0.017802 |  | 737.0744 | 0.020102 |  | 737.0744 | 0.01597 |  | 737.0744 | 0.01969
| 746.7734 | 0.04587 |  | 737.3043 | 0.05186 |  | 737.3043 | 0.01265 |  | 746.5349 | 0.05647 |  | 737.3043 | 0.016821 |  | 737.3043 | 0.01927 |  | 737.3043 | 0.01556 |  | 737.3043 | 0.01758
| 747.009 | 0.04666 |  | 737.5341 | 0.052562 |  | 737.5341 | 0.01378 |  | 746.7707 | 0.05587 |  | 737.5341 | 0.017458 |  | 737.5341 | 0.020916 |  | 737.5341 | 0.01414 |  | 737.5341 | 0.0191
| 747.2445 | 0.04595 |  | 737.7639 | 0.049213 |  | 737.7639 | 0.01327 |  | 747.0065 | 0.05567 |  | 737.7639 | 0.016654 |  | 737.7639 | 0.019613 |  | 737.7639 | 0.0151 |  | 737.7639 | 0.01717
| 747.4801 | 0.04406 |  | 737.9938 | 0.049744 |  | 737.9938 | 0.01315 |  | 747.2423 | 0.05507 |  | 737.9938 | 0.017042 |  | 737.9938 | 0.018761 |  | 737.9938 | 0.0166 |  | 737.9938 | 0.01846
| 747.7157 | 0.04461 |  | 738.2236 | 0.047698 |  | 738.2236 | 0.01266 |  | 747.4781 | 0.05507 |  | 738.2236 | 0.016119 |  | 738.2236 | 0.018632 |  | 738.2236 | 0.01569 |  | 738.2236 | 0.016537
| 747.9513 | 0.0441 |  | 738.4536 | 0.047916 |  | 738.4535 | 0.01276 |  | 747.7139 | 0.05427 |  | 738.4536 | 0.017264 |  | 738.4536 | 0.019947 |  | 738.4535 | 0.01477 |  | 738.4536 | 0.018169
| 748.1869 | 0.0442 |  | 738.6834 | 0.048008 |  | 738.6834 | 0.01334 |  | 747.9497 | 0.05406 |  | 738.6834 | 0.015944 |  | 738.6834 | 0.018494 |  | 738.6834 | 0.01463 |  | 738.6834 | 0.018115
| 748.4225 | 0.04525 |  | 738.9133 | 0.049229 |  | 738.9133 | 0.0129 |  | 748.1856 | 0.05366 |  | 738.9133 | 0.016813 |  | 738.9133 | 0.019918 |  | 738.9133 | 0.01426 |  | 738.9133 | 0.017659
| 748.6582 | 0.04223 |  | 739.1432 | 0.047467 |  | 739.1432 | 0.01221 |  | 748.4214 | 0.05326 |  | 739.1432 | 0.01554 |  | 739.1432 | 0.018628 |  | 739.1432 | 0.0137 |  | 739.1432 | 0.016327
| 748.8938 | 0.04397 |  | 739.3731 | 0.046334 |  | 739.3731 | 0.01315 |  | 748.6573 | 0.05286 |  | 739.3731 | 0.016778 |  | 739.3731 | 0.020366 |  | 739.3731 | 0.01512 |  | 739.3731 | 0.016857
| 749.1294 | 0.04389 |  | 739.603 | 0.046485 |  | 739.603 | 0.01193 |  | 748.8931 | 0.05266 |  | 739.603 | 0.015428 |  | 739.603 | 0.018504 |  | 739.603 | 0.01413 |  | 739.603 | 0.015702
| 749.3651 | 0.04268 |  | 739.8329 | 0.051638 |  | 739.8329 | 0.01207 |  | 749.129 | 0.05266 |  | 739.8329 | 0.016357 |  | 739.8329 | 0.019515 |  | 739.8329 | 0.01488 |  | 739.8329 | 0.017496
| 749.6008 | 0.04174 |  | 740.0629 | 0.045237 |  | 740.0629 | 0.0111 |  | 749.3649 | 0.05206 |  | 740.0629 | 0.015642 |  | 740.0629 | 0.018394 |  | 740.0629 | 0.01312 |  | 740.0629 | 0.016234
| 749.8364 | 0.04228 |  | 740.2928 | 0.045698 |  | 740.2928 | 0.01179 |  | 749.6008 | 0.05186 |  | 740.2928 | 0.016144 |  | 740.2928 | 0.019853 |  | 740.2928 | 0.01443 |  | 740.2928 | 0.016308
| 750.0721 | 0.04045 |  | 740.5228 | 0.044959 |  | 740.5228 | 0.01102 |  | 749.8367 | 0.05106 |  | 740.5228 | 0.015068 |  | 740.5228 | 0.017253 |  | 740.5228 | 0.01454 |  | 740.5228 | 0.015486
| 750.3078 | 0.04284 |  | 740.7527 | 0.04853 |  | 740.7527 | 0.0111 |  | 750.0726 | 0.05086 |  | 740.7527 | 0.015934 |  | 740.7527 | 0.01807 |  | 740.7527 | 0.01544 |  | 740.7527 | 0.016532
| 750.5435 | 0.03996 |  | 740.9827 | 0.043763 |  | 740.9827 | 0.01158 |  | 750.3085 | 0.05006 |  | 740.9827 | 0.015048 |  | 740.9827 | 0.017593 |  | 740.9827 | 0.01411 |  | 740.9827 | 0.016332
| 750.7792 | 0.03863 |  | 741.2126 | 0.046397 |  | 741.2127 | 0.01153 |  | 750.5444 | 0.05006 |  | 741.2126 | 0.015803 |  | 741.2126 | 0.017597 |  | 741.2127 | 0.01401 |  | 741.2126 | 0.016837
| 751.0149 | 0.04036 |  | 741.4426 | 0.043584 |  | 741.4426 | 0.01204 |  | 750.7804 | 0.04926 |  | 741.4426 | 0.014844 |  | 741.4426 | 0.016718 |  | 741.4426 | 0.0133 |  | 741.4426 | 0.017515
| 751.2507 | 0.04099 |  | 741.6726 | 0.044567 |  | 741.6726 | 0.0113 |  | 751.0163 | 0.04906 |  | 741.6726 | 0.015493 |  | 741.6726 | 0.017434 |  | 741.6726 | 0.01521 |  | 741.6726 | 0.01612
| 751.4864 | 0.03952 |  | 741.9026 | 0.045915 |  | 741.9026 | 0.01141 |  | 751.2523 | 0.04846 |  | 741.9026 | 0.014593 |  | 741.9026 | 0.016551 |  | 741.9026 | 0.01389 |  | 741.9026 | 0.016673
| 751.7222 | 0.04039 |  | 742.1326 | 0.042538 |  | 742.1326 | 0.01114 |  | 751.4882 | 0.04846 |  | 742.1326 | 0.015563 |  | 742.1326 | 0.017661 |  | 742.1326 | 0.01396 |  | 742.1326 | 0.016553
| 751.9579 | 0.03897 |  | 742.3626 | 0.042049 |  | 742.3626 | 0.01092 |  | 751.7242 | 0.04806 |  | 742.3626 | 0.014589 |  | 742.3626 | 0.016984 |  | 742.3626 | 0.01319 |  | 742.3626 | 0.014732
| 752.1937 | 0.03809 |  | 742.5927 | 0.044721 |  | 742.5927 | 0.01276 |  | 751.9602 | 0.04766 |  | 742.5927 | 0.015323 |  | 742.5927 | 0.017531 |  | 742.5927 | 0.01267 |  | 742.5927 | 0.015289
| 752.4295 | 0.03807 |  | 742.8226 | 0.041795 |  | 742.8226 | 0.01002 |  | 752.1961 | 0.04666 |  | 742.8226 | 0.014231 |  | 742.8226 | 0.016774 |  | 742.8226 | 0.01295 |  | 742.8226 | 0.014209
| 752.6653 | 0.03509 |  | 743.0527 | 0.041635 |  | 743.0527 | 0.01142 |  | 752.4321 | 0.04666 |  | 743.0527 | 0.015299 |  | 743.0527 | 0.017519 |  | 743.0527 | 0.01323 |  | 743.0527 | 0.015089
| 752.9011 | 0.03652 |  | 743.2827 | 0.040408 |  | 743.2827 | 0.0108 |  | 752.6681 | 0.04646 |  | 743.2827 | 0.013945 |  | 743.2827 | 0.016658 |  | 743.2827 | 0.01246 |  | 743.2827 | 0.015167
| 753.1369 | 0.03942 |  | 743.5128 | 0.04295 |  | 743.5128 | 0.01109 |  | 752.9042 | 0.04666 |  | 743.5128 | 0.014681 |  | 743.5128 | 0.016587 |  | 743.5128 | 0.01332 |  | 743.5128 | 0.016676
| 753.3727 | 0.03597 |  | 743.7429 | 0.040144 |  | 743.7429 | 0.01008 |  | 753.1402 | 0.04606 |  | 743.7429 | 0.013908 |  | 743.7429 | 0.015596 |  | 743.7429 | 0.01345 |  | 743.7429 | 0.015025
| 753.6085 | 0.03776 |  | 743.9729 | 0.044162 |  | 743.9729 | 0.01087 |  | 753.3762 | 0.04586 |  | 743.9729 | 0.01473 |  | 743.9729 | 0.016734 |  | 743.9729 | 0.01278 |  | 743.9729 | 0.015962
| 753.8443 | 0.0363 |  | 744.203 | 0.041741 |  | 744.203 | 0.01042 |  | 753.6123 | 0.04485 |  | 744.203 | 0.013787 |  | 744.203 | 0.016756 |  | 744.203 | 0.01231 |  | 744.203 | 0.015058
| 754.0802 | 0.03806 |  | 744.4331 | 0.041711 |  | 744.4331 | 0.00977 |  | 753.8483 | 0.04505 |  | 744.4331 | 0.014514 |  | 744.4331 | 0.016037 |  | 744.4331 | 0.01187 |  | 744.4331 | 0.016877
| 754.316 | 0.03366 |  | 744.6631 | 0.040446 |  | 744.6631 | 0.0097 |  | 754.0843 | 0.04445 |  | 744.6631 | 0.013545 |  | 744.6631 | 0.015835 |  | 744.6631 | 0.01058 |  | 744.6631 | 0.014876
| 754.5519 | 0.03572 |  | 744.8932 | 0.041434 |  | 744.8932 | 0.01069 |  | 754.3204 | 0.04445 |  | 744.8932 | 0.014307 |  | 744.8932 | 0.017141 |  | 744.8932 | 0.01164 |  | 744.8932 | 0.014653
| 754.7878 | 0.03623 |  | 745.1234 | 0.038042 |  | 745.1234 | 0.01004 |  | 754.5565 | 0.04385 |  | 745.1234 | 0.013167 |  | 745.1234 | 0.01528 |  | 745.1234 | 0.01286 |  | 745.1234 | 0.012525
| 755.0236 | 0.03347 |  | 745.3535 | 0.044387 |  | 745.3535 | 0.01087 |  | 754.7926 | 0.04285 |  | 745.3535 | 0.014057 |  | 745.3535 | 0.016624 |  | 745.3535 | 0.01338 |  | 745.3535 | 0.014848
| 755.2595 | 0.03527 |  | 745.5836 | 0.038584 |  | 745.5836 | 0.01004 |  | 755.0287 | 0.04265 |  | 745.5836 | 0.013089 |  | 745.5836 | 0.015512 |  | 745.5836 | 0.01212 |  | 745.5836 | 0.014634
| 755.4954 | 0.03374 |  | 745.8138 | 0.03859 |  | 745.8138 | 0.01087 |  | 755.2648 | 0.04205 |  | 745.8138 | 0.014189 |  | 745.8138 | 0.018005 |  | 745.8138 | 0.01299 |  | 745.8138 | 0.014632
| 755.7314 | 0.03431 |  | 746.0439 | 0.038003 |  | 746.0439 | 0.00955 |  | 755.5009 | 0.04265 |  | 746.0439 | 0.013041 |  | 746.0439 | 0.014173 |  | 746.0439 | 0.01083 |  | 746.0439 | 0.013807
| 755.9673 | 0.03487 |  | 746.274 | 0.040331 |  | 746.274 | 0.00918 |  | 755.737 | 0.04165 |  | 746.274 | 0.013848 |  | 746.274 | 0.01523 |  | 746.274 | 0.01251 |  | 746.274 | 0.014794
| 756.2032 | 0.03475 |  | 746.5042 | 0.035529 |  | 746.5042 | 0.01077 |  | 755.9731 | 0.04165 |  | 746.5042 | 0.012685 |  | 746.5042 | 0.016023 |  | 746.5042 | 0.01241 |  | 746.5042 | 0.013291
| 756.4391 | 0.03392 |  | 746.7344 | 0.038858 |  | 746.7344 | 0.01082 |  | 756.2092 | 0.04065 |  | 746.7344 | 0.01375 |  | 746.7344 | 0.015751 |  | 746.7344 | 0.01211 |  | 746.7344 | 0.014644
| 756.6751 | 0.03263 |  | 746.9645 | 0.036088 |  | 746.9645 | 0.00993 |  | 756.4454 | 0.04145 |  | 746.9645 | 0.012672 |  | 746.9645 | 0.014727 |  | 746.9645 | 0.01037 |  | 746.9645 | 0.013554
| 756.911 | 0.03445 |  | 747.1948 | 0.03756 |  | 747.1948 | 0.00946 |  | 756.6816 | 0.03965 |  | 747.1948 | 0.01367 |  | 747.1948 | 0.016477 |  | 747.1948 | 0.01177 |  | 747.1948 | 0.014162
| 757.147 | 0.03211 |  | 747.4249 | 0.035426 |  | 747.4249 | 0.00988 |  | 756.9177 | 0.04085 |  | 747.4249 | 0.012375 |  | 747.4249 | 0.013835 |  | 747.4249 | 0.0121 |  | 747.4249 | 0.013583
| 757.383 | 0.03127 |  | 747.6552 | 0.041003 |  | 747.6552 | 0.0086 |  | 757.1539 | 0.03965 |  | 747.6552 | 0.013383 |  | 747.6552 | 0.015044 |  | 747.6552 | 0.01246 |  | 747.6552 | 0.014259
| 757.6189 | 0.03205 |  | 747.8853 | 0.03554 |  | 747.8853 | 0.00894 |  | 757.3901 | 0.04005 |  | 747.8853 | 0.012171 |  | 747.8853 | 0.01312 |  | 747.8853 | 0.01179 |  | 747.8853 | 0.012258
| 757.8549 | 0.02931 |  | 748.1155 | 0.037175 |  | 748.1155 | 0.01036 |  | 757.6263 | 0.03905 |  | 748.1155 | 0.013291 |  | 748.1155 | 0.015579 |  | 748.1155 | 0.01181 |  | 748.1155 | 0.014461
| 758.0909 | 0.03182 |  | 748.3458 | 0.035941 |  | 748.3458 | 0.00932 |  | 757.8624 | 0.03965 |  | 748.3458 | 0.012112 |  | 748.3458 | 0.014287 |  | 748.3458 | 0.01084 |  | 748.3458 | 0.014256
| 758.3269 | 0.0323 |  | 748.576 | 0.03785 |  | 748.576 | 0.00913 |  | 758.0987 | 0.03785 |  | 748.576 | 0.0132 |  | 748.576 | 0.01571 |  | 748.576 | 0.01141 |  | 748.576 | 0.013862
| 758.563 | 0.02985 |  | 748.8063 | 0.03562 |  | 748.8063 | 0.00877 |  | 758.3349 | 0.03825 |  | 748.8063 | 0.012092 |  | 748.8063 | 0.013561 |  | 748.8063 | 0.01143 |  | 748.8063 | 0.013202
| 758.799 | 0.02961 |  | 749.0365 | 0.034287 |  | 749.0365 | 0.00859 |  | 758.5711 | 0.03865 |  | 749.0365 | 0.011947 |  | 749.0365 | 0.013415 |  | 749.0365 | 0.01011 |  | 749.0365 | 0.01392
| 759.035 | 0.03028 |  | 749.2668 | 0.037086 |  | 749.2668 | 0.00892 |  | 758.8073 | 0.03805 |  | 749.2668 | 0.012623 |  | 749.2668 | 0.013886 |  | 749.2668 | 0.00996 |  | 749.2668 | 0.012785
| 759.2711 | 0.03002 |  | 749.497 | 0.033305 |  | 749.497 | 0.00907 |  | 759.0436 | 0.03724 |  | 749.497 | 0.011716 |  | 749.497 | 0.015026 |  | 749.497 | 0.01228 |  | 749.497 | 0.012139
| 759.5071 | 0.03162 |  | 749.7273 | 0.033721 |  | 749.7273 | 0.00894 |  | 759.2798 | 0.03704 |  | 749.7273 | 0.012692 |  | 749.7273 | 0.014779 |  | 749.7273 | 0.01106 |  | 749.7273 | 0.013691
| 759.7432 | 0.02827 |  | 749.9576 | 0.032957 |  | 749.9576 | 0.00776 |  | 759.5161 | 0.03624 |  | 749.9576 | 0.011371 |  | 749.9576 | 0.014041 |  | 749.9576 | 0.01063 |  | 749.9576 | 0.012047
| 759.9793 | 0.03052 |  | 750.1879 | 0.034632 |  | 750.1879 | 0.00871 |  | 759.7523 | 0.03785 |  | 750.1879 | 0.012459 |  | 750.1879 | 0.013769 |  | 750.1879 | 0.01095 |  | 750.1879 | 0.012525
| 760.2154 | 0.02903 |  | 750.4182 | 0.03434 |  | 750.4181 | 0.00796 |  | 759.9886 | 0.03604 |  | 750.4182 | 0.011656 |  | 750.4182 | 0.013331 |  | 750.4181 | 0.01094 |  | 750.4182 | 0.013028
| 760.4515 | 0.03022 |  | 750.6485 | 0.034333 |  | 750.6485 | 0.00899 |  | 760.2249 | 0.03624 |  | 750.6485 | 0.012416 |  | 750.6485 | 0.014502 |  | 750.6485 | 0.011 |  | 750.6485 | 0.013141
| 760.6875 | 0.02893 |  | 750.8788 | 0.031448 |  | 750.8788 | 0.00762 |  | 760.4612 | 0.03504 |  | 750.8788 | 0.01135 |  | 750.8788 | 0.012738 |  | 750.8788 | 0.00998 |  | 750.8788 | 0.011714
| 760.9237 | 0.02962 |  | 751.1091 | 0.033949 |  | 751.1091 | 0.00916 |  | 760.6975 | 0.03504 |  | 751.1091 | 0.012368 |  | 751.1091 | 0.015239 |  | 751.1091 | 0.0103 |  | 751.1091 | 0.012858
| 761.1598 | 0.02745 |  | 751.3395 | 0.029808 |  | 751.3395 | 0.00794 |  | 760.9338 | 0.03484 |  | 751.3395 | 0.011118 |  | 751.3395 | 0.013176 |  | 751.3395 | 0.00912 |  | 751.3395 | 0.011882
| 761.3959 | 0.0294 |  | 751.5698 | 0.034538 |  | 751.5698 | 0.00893 |  | 761.1701 | 0.03564 |  | 751.5698 | 0.012106 |  | 751.5698 | 0.014196 |  | 751.5698 | 0.00983 |  | 751.5698 | 0.013163
| 761.6321 | 0.02806 |  | 751.8001 | 0.032376 |  | 751.8001 | 0.0083 |  | 761.4064 | 0.03504 |  | 751.8001 | 0.011174 |  | 751.8001 | 0.012316 |  | 751.8001 | 0.00993 |  | 751.8001 | 0.011995
| 761.8682 | 0.02726 |  | 752.0305 | 0.032989 |  | 752.0305 | 0.00824 |  | 761.6428 | 0.03464 |  | 752.0305 | 0.011808 |  | 752.0305 | 0.014558 |  | 752.0305 | 0.01021 |  | 752.0305 | 0.012313
| 762.1044 | 0.02692 |  | 752.2609 | 0.03221 |  | 752.2609 | 0.00784 |  | 761.8791 | 0.03444 |  | 752.2609 | 0.010899 |  | 752.2609 | 0.012926 |  | 752.2609 | 0.00922 |  | 752.2609 | 0.012395
| 762.3405 | 0.02759 |  | 752.4912 | 0.032496 |  | 752.4912 | 0.0084 |  | 762.1155 | 0.03384 |  | 752.4912 | 0.01185 |  | 752.4912 | 0.012715 |  | 752.4912 | 0.01116 |  | 752.4912 | 0.012726
| 762.5767 | 0.02688 |  | 752.7216 | 0.0255 |  | 752.7216 | 0.00806 |  | 762.3518 | 0.03384 |  | 752.7216 | 0.010762 |  | 752.7216 | 0.012818 |  | 752.7216 | 0.00869 |  | 752.7216 | 0.011287
| 762.8129 | 0.02677 |  | 752.952 | 0.032884 |  | 752.952 | 0.00882 |  | 762.5882 | 0.03364 |  | 752.952 | 0.011897 |  | 752.952 | 0.012895 |  | 752.952 | 0.00969 |  | 752.952 | 0.01064
| 763.0491 | 0.02725 |  | 753.1824 | 0.029869 |  | 753.1824 | 0.00781 |  | 762.8246 | 0.03304 |  | 753.1824 | 0.01056 |  | 753.1824 | 0.012283 |  | 753.1824 | 0.00999 |  | 753.1824 | 0.013461
| 763.2853 | 0.02754 |  | 753.4128 | 0.033445 |  | 753.4128 | 0.0095 |  | 763.061 | 0.03304 |  | 753.4128 | 0.011483 |  | 753.4128 | 0.012846 |  | 753.4128 | 0.01024 |  | 753.4128 | 0.011088
| 763.5215 | 0.02616 |  | 753.6432 | 0.027081 |  | 753.6432 | 0.00804 |  | 763.2974 | 0.03184 |  | 753.6432 | 0.010557 |  | 753.6432 | 0.013198 |  | 753.6432 | 0.00855 |  | 753.6432 | 0.011323
| 763.7577 | 0.02711 |  | 753.8736 | 0.03051 |  | 753.8736 | 0.00819 |  | 763.5338 | 0.03284 |  | 753.8736 | 0.011361 |  | 753.8736 | 0.012944 |  | 753.8736 | 0.011 |  | 753.8736 | 0.012476
| 763.994 | 0.02687 |  | 754.1041 | 0.028225 |  | 754.1041 | 0.00699 |  | 763.7702 | 0.03184 |  | 754.1041 | 0.010253 |  | 754.1041 | 0.012306 |  | 754.1041 | 0.00994 |  | 754.1041 | 0.011404
| 764.2302 | 0.02714 |  | 754.3345 | 0.032932 |  | 754.3345 | 0.00881 |  | 764.0066 | 0.03204 |  | 754.3345 | 0.011801 |  | 754.3345 | 0.012516 |  | 754.3345 | 0.01054 |  | 754.3345 | 0.013058
| 764.4664 | 0.02387 |  | 754.5649 | 0.029871 |  | 754.5649 | 0.00774 |  | 764.243 | 0.03204 |  | 754.5649 | 0.010059 |  | 754.5649 | 0.012308 |  | 754.5649 | 0.00917 |  | 754.5649 | 0.011884
| 764.7027 | 0.02601 |  | 754.7954 | 0.030342 |  | 754.7954 | 0.00872 |  | 764.4795 | 0.03164 |  | 754.7954 | 0.011311 |  | 754.7954 | 0.013728 |  | 754.7954 | 0.00915 |  | 754.7954 | 0.012277
| 764.939 | 0.02525 |  | 755.0258 | 0.029092 |  | 755.0258 | 0.00632 |  | 764.7159 | 0.03104 |  | 755.0258 | 0.010127 |  | 755.0258 | 0.011056 |  | 755.0258 | 0.00989 |  | 755.0258 | 0.010881
| 765.1752 | 0.02568 |  | 755.2563 | 0.029374 |  | 755.2563 | 0.008 |  | 764.9524 | 0.03084 |  | 755.2563 | 0.011042 |  | 755.2563 | 0.012586 |  | 755.2563 | 0.01026 |  | 755.2563 | 0.011669
| 765.4115 | 0.02339 |  | 755.4868 | 0.030155 |  | 755.4868 | 0.00766 |  | 765.1889 | 0.03024 |  | 755.4868 | 0.010178 |  | 755.4868 | 0.011097 |  | 755.4868 | 0.00917 |  | 755.4868 | 0.011155
| 765.6478 | 0.0251 |  | 755.7173 | 0.028324 |  | 755.7173 | 0.00799 |  | 765.4253 | 0.03024 |  | 755.7173 | 0.01085 |  | 755.7173 | 0.011835 |  | 755.7173 | 0.01213 |  | 755.7173 | 0.011069
| 765.8841 | 0.02004 |  | 755.9478 | 0.026537 |  | 755.9478 | 0.0073 |  | 765.6618 | 0.02984 |  | 755.9478 | 0.0097401 |  | 755.9478 | 0.010479 |  | 755.9478 | 0.0098 |  | 755.9478 | 0.010738
| 766.1204 | 0.02498 |  | 756.1783 | 0.028613 |  | 756.1783 | 0.00841 |  | 765.8983 | 0.03024 |  | 756.1783 | 0.010988 |  | 756.1783 | 0.012861 |  | 756.1783 | 0.00884 |  | 756.1783 | 0.011223
| 766.3568 | 0.02423 |  | 756.4088 | 0.028155 |  | 756.4088 | 0.0072 |  | 766.1348 | 0.02984 |  | 756.4088 | 0.0096306 |  | 756.4088 | 0.010988 |  | 756.4088 | 0.00823 |  | 756.4088 | 0.010446
| 766.5931 | 0.0248 |  | 756.6393 | 0.028122 |  | 756.6393 | 0.00782 |  | 766.3713 | 0.02984 |  | 756.6393 | 0.010654 |  | 756.6393 | 0.011034 |  | 756.6393 | 0.00864 |  | 756.6393 | 0.011243
| 766.8294 | 0.02411 |  | 756.8698 | 0.026694 |  | 756.8698 | 0.00647 |  | 766.6078 | 0.02903 |  | 756.8698 | 0.0098101 |  | 756.8698 | 0.011219 |  | 756.8698 | 0.00844 |  | 756.8698 | 0.0099837
| 767.0658 | 0.02448 |  | 757.1003 | 0.028143 |  | 757.1003 | 0.00766 |  | 766.8443 | 0.02924 |  | 757.1003 | 0.010586 |  | 757.1003 | 0.011194 |  | 757.1003 | 0.00901 |  | 757.1003 | 0.010408
| 767.3021 | 0.02336 |  | 757.3309 | 0.025766 |  | 757.3309 | 0.00691 |  | 767.0809 | 0.02903 |  | 757.3309 | 0.0096177 |  | 757.3309 | 0.011481 |  | 757.3309 | 0.00969 |  | 757.3309 | 0.0094546
| 767.5385 | 0.02391 |  | 757.5615 | 0.029964 |  | 757.5615 | 0.0075 |  | 767.3174 | 0.02903 |  | 757.5615 | 0.010482 |  | 757.5615 | 0.01111 |  | 757.5615 | 0.00817 |  | 757.5615 | 0.011072
| 767.7749 | 0.02354 |  | 757.792 | 0.025659 |  | 757.792 | 0.00728 |  | 767.554 | 0.02883 |  | 757.792 | 0.0094326 |  | 757.792 | 0.011146 |  | 757.792 | 0.00791 |  | 757.792 | 0.011385
| 768.0113 | 0.02339 |  | 758.0226 | 0.02753 |  | 758.0226 | 0.00841 |  | 767.7905 | 0.02883 |  | 758.0226 | 0.010402 |  | 758.0226 | 0.01169 |  | 758.0226 | 0.00785 |  | 758.0226 | 0.01101
| 768.2477 | 0.02062 |  | 758.2532 | 0.023596 |  | 758.2532 | 0.00743 |  | 768.0271 | 0.02803 |  | 758.2532 | 0.0096139 |  | 758.2532 | 0.01099 |  | 758.2532 | 0.00717 |  | 758.2532 | 0.010286
| 768.4841 | 0.02473 |  | 758.4837 | 0.026751 |  | 758.4837 | 0.00702 |  | 768.2637 | 0.02803 |  | 758.4837 | 0.010371 |  | 758.4837 | 0.011238 |  | 758.4837 | 0.00885 |  | 758.4837 | 0.010677
| 768.7205 | 0.02176 |  | 758.7143 | 0.027717 |  | 758.7143 | 0.00725 |  | 768.5003 | 0.02803 |  | 758.7143 | 0.0091809 |  | 758.7143 | 0.010594 |  | 758.7143 | 0.00786 |  | 758.7143 | 0.0091283
| 768.9569 | 0.02327 |  | 758.9449 | 0.027118 |  | 758.9449 | 0.00715 |  | 768.7369 | 0.02783 |  | 758.9449 | 0.010331 |  | 758.9449 | 0.011234 |  | 758.9449 | 0.00851 |  | 758.9449 | 0.010349
| 769.1934 | 0.02199 |  | 759.1755 | 0.027699 |  | 759.1755 | 0.00688 |  | 768.9735 | 0.02723 |  | 759.1755 | 0.0091466 |  | 759.1755 | 0.0096682 |  | 759.1755 | 0.00928 |  | 759.1755 | 0.0099916
| 769.4298 | 0.02397 |  | 759.4061 | 0.026426 |  | 759.4061 | 0.00561 |  | 769.2101 | 0.02703 |  | 759.4061 | 0.0096378 |  | 759.4061 | 0.0117 |  | 759.4061 | 0.01078 |  | 759.4061 | 0.009263
| 769.6662 | 0.02202 |  | 759.6368 | 0.022427 |  | 759.6368 | 0.00595 |  | 769.4467 | 0.02703 |  | 759.6368 | 0.0088406 |  | 759.6368 | 0.010488 |  | 759.6368 | 0.00814 |  | 759.6368 | 0.010126
| 769.9027 | 0.02242 |  | 759.8674 | 0.026543 |  | 759.8674 | 0.00712 |  | 769.6833 | 0.02703 |  | 759.8674 | 0.0098891 |  | 759.8674 | 0.011147 |  | 759.8674 | 0.00961 |  | 759.8674 | 0.011702
| 770.1392 | 0.0215 |  | 760.098 | 0.023651 |  | 760.098 | 0.00629 |  | 769.9199 | 0.02703 |  | 760.098 | 0.0089579 |  | 760.098 | 0.010261 |  | 760.098 | 0.00749 |  | 760.098 | 0.0094323
| 770.3756 | 0.02188 |  | 760.3287 | 0.025409 |  | 760.3287 | 0.00743 |  | 770.1566 | 0.02683 |  | 760.3287 | 0.0097944 |  | 760.3287 | 0.010735 |  | 760.3287 | 0.00793 |  | 760.3287 | 0.0098037
| 770.6121 | 0.02066 |  | 760.5593 | 0.022583 |  | 760.5593 | 0.0057 |  | 770.3932 | 0.02603 |  | 760.5593 | 0.0086415 |  | 760.5593 | 0.010552 |  | 760.5593 | 0.00853 |  | 760.5593 | 0.0089056
| 770.8486 | 0.02157 |  | 760.79 | 0.027505 |  | 760.79 | 0.00734 |  | 770.6299 | 0.02603 |  | 760.79 | 0.0098162 |  | 760.79 | 0.010114 |  | 760.79 | 0.00848 |  | 760.79 | 0.0099106
| 771.0851 | 0.0146 |  | 761.0206 | 0.023653 |  | 761.0206 | 0.00548 |  | 770.8666 | 0.02603 |  | 761.0206 | 0.0085255 |  | 761.0206 | 0.010895 |  | 761.0206 | 0.00909 |  | 761.0206 | 0.0090544
| 771.3216 | 0.01992 |  | 761.2513 | 0.025086 |  | 761.2513 | 0.0061 |  | 771.1033 | 0.02523 |  | 761.2513 | 0.0097915 |  | 761.2513 | 0.011256 |  | 761.2513 | 0.00912 |  | 761.2513 | 0.0099885
| 771.5582 | 0.02201 |  | 761.482 | 0.024223 |  | 761.482 | 0.00656 |  | 771.34 | 0.02583 |  | 761.482 | 0.0085435 |  | 761.482 | 0.0098015 |  | 761.482 | 0.00807 |  | 761.482 | 0.0082599
| 771.7947 | 0.02091 |  | 761.7127 | 0.025706 |  | 761.7127 | 0.00627 |  | 771.5766 | 0.02603 |  | 761.7127 | 0.0095383 |  | 761.7127 | 0.010565 |  | 761.7127 | 0.00787 |  | 761.7127 | 0.010368
| 772.0312 | 0.02075 |  | 761.9434 | 0.025943 |  | 761.9434 | 0.00672 |  | 771.8134 | 0.02583 |  | 761.9434 | 0.0083378 |  | 761.9434 | 0.0098054 |  | 761.9434 | 0.00732 |  | 761.9434 | 0.0091568
| 772.2678 | 0.0139 |  | 762.1741 | 0.02344 |  | 762.1741 | 0.00625 |  | 772.0501 | 0.02543 |  | 762.1741 | 0.0095862 |  | 762.1741 | 0.010537 |  | 762.1741 | 0.00741 |  | 762.1741 | 0.01052
| 772.5044 | 0.02075 |  | 762.4048 | 0.020591 |  | 762.4049 | 0.00646 |  | 772.2868 | 0.02543 |  | 762.4048 | 0.0084848 |  | 762.4048 | 0.0095457 |  | 762.4049 | 0.00699 |  | 762.4048 | 0.0089821
| 772.7409 | 0.01899 |  | 762.6356 | 0.025957 |  | 762.6356 | 0.00688 |  | 772.5235 | 0.02463 |  | 762.6356 | 0.0093589 |  | 762.6356 | 0.010467 |  | 762.6356 | 0.00859 |  | 762.6356 | 0.009749
| 772.9775 | 0.01928 |  | 762.8663 | 0.023961 |  | 762.8663 | 0.00597 |  | 772.7603 | 0.02503 |  | 762.8663 | 0.0082596 |  | 762.8663 | 0.0097207 |  | 762.8663 | 0.00657 |  | 762.8663 | 0.0094537
| 773.2141 | 0.02059 |  | 763.097 | 0.02438 |  | 763.097 | 0.00725 |  | 772.997 | 0.02403 |  | 763.097 | 0.0093713 |  | 763.097 | 0.0097676 |  | 763.097 | 0.0085 |  | 763.097 | 0.01002
| 773.4507 | 0.01972 |  | 763.3278 | 0.021377 |  | 763.3278 | 0.00546 |  | 773.2337 | 0.02443 |  | 763.3278 | 0.0082039 |  | 763.3278 | 0.0099227 |  | 763.3278 | 0.00773 |  | 763.3278 | 0.0098474
| 773.6873 | 0.02167 |  | 763.5585 | 0.021753 |  | 763.5585 | 0.0059 |  | 773.4705 | 0.02083 |  | 763.5585 | 0.0090569 |  | 763.5585 | 0.010261 |  | 763.5585 | 0.00904 |  | 763.5585 | 0.010147
| 773.9239 | 0.01644 |  | 763.7893 | 0.023772 |  | 763.7893 | 0.00591 |  | 773.7073 | 0.02283 |  | 763.7893 | 0.0082153 |  | 763.7893 | 0.0096325 |  | 763.7893 | 0.00752 |  | 763.7893 | 0.0077296
| 774.1605 | 0.02046 |  | 764.0201 | 0.023824 |  | 764.0201 | 0.00563 |  | 773.9441 | 0.02303 |  | 764.0201 | 0.0093593 |  | 764.0201 | 0.0099771 |  | 764.0201 | 0.00745 |  | 764.0201 | 0.009371
| 774.3972 | 0.01792 |  | 764.2509 | 0.021258 |  | 764.2509 | 0.0055 |  | 774.1809 | 0.02343 |  | 764.2509 | 0.0081121 |  | 764.2509 | 0.0099556 |  | 764.2509 | 0.00658 |  | 764.2509 | 0.0073564
| 774.6338 | 0.01819 |  | 764.4817 | 0.022371 |  | 764.4817 | 0.0061 |  | 774.4176 | 0.02343 |  | 764.4817 | 0.0090489 |  | 764.4817 | 0.011479 |  | 764.4817 | 0.00843 |  | 764.4817 | 0.0099891
| 774.8704 | 0.01832 |  | 764.7125 | 0.019551 |  | 764.7125 | 0.00512 |  | 774.6545 | 0.02383 |  | 764.7125 | 0.0080568 |  | 764.7125 | 0.0091253 |  | 764.7125 | 0.00817 |  | 764.7125 | 0.010431
| 775.1071 | 0.01952 |  | 764.9433 | 0.02523 |  | 764.9433 | 0.00613 |  | 774.8913 | 0.02243 |  | 764.9433 | 0.0089032 |  | 764.9433 | 0.0096811 |  | 764.9433 | 0.00746 |  | 764.9433 | 0.0086249
| 775.3438 | 0.01843 |  | 765.1741 | 0.020157 |  | 765.1741 | 0.00591 |  | 775.1281 | 0.02303 |  | 765.1741 | 0.0079567 |  | 765.1741 | 0.010455 |  | 765.1741 | 0.00703 |  | 765.1741 | 0.0084788
| 775.5804 | 0.01959 |  | 765.4049 | 0.023018 |  | 765.4049 | 0.00675 |  | 775.3649 | 0.02243 |  | 765.4049 | 0.0091457 |  | 765.4049 | 0.01013 |  | 765.4049 | 0.00817 |  | 765.4049 | 0.0092879
| 775.8171 | 0.01687 |  | 765.6357 | 0.018678 |  | 765.6357 | 0.00523 |  | 775.6018 | 0.02323 |  | 765.6357 | 0.0078371 |  | 765.6357 | 0.0094771 |  | 765.6357 | 0.00848 |  | 765.6357 | 0.0084191
| 776.0538 | 0.01449 |  | 765.8666 | 0.020149 |  | 765.8666 | 0.00588 |  | 775.8386 | 0.02203 |  | 765.8666 | 0.0089381 |  | 765.8666 | 0.0090968 |  | 765.8666 | 0.00832 |  | 765.8666 | 0.0089743
| 776.2905 | 0.01636 |  | 766.0974 | 0.020949 |  | 766.0974 | 0.00433 |  | 776.0755 | 0.02283 |  | 766.0974 | 0.0077796 |  | 766.0974 | 0.0085115 |  | 766.0974 | 0.00724 |  | 766.0974 | 0.008594
| 776.5272 | 0.01874 |  | 766.3283 | 0.022148 |  | 766.3283 | 0.00654 |  | 776.3123 | 0.02203 |  | 766.3283 | 0.0087342 |  | 766.3283 | 0.0097665 |  | 766.3283 | 0.00735 |  | 766.3283 | 0.0086283
| 776.764 | 0.01603 |  | 766.5591 | 0.020222 |  | 766.5591 | 0.00583 |  | 776.5492 | 0.02203 |  | 766.5591 | 0.0076593 |  | 766.5591 | 0.0086394 |  | 766.5591 | 0.00721 |  | 766.5591 | 0.0086959
| 777.0007 | 0.01778 |  | 766.79 | 0.023297 |  | 766.79 | 0.00579 |  | 776.7861 | 0.02143 |  | 766.79 | 0.0088032 |  | 766.79 | 0.0093918 |  | 766.79 | 0.00799 |  | 766.79 | 0.010537
| 777.2374 | 0.0178 |  | 767.0209 | 0.021442 |  | 767.0209 | 0.00516 |  | 777.023 | 0.02223 |  | 767.0209 | 0.0076281 |  | 767.0209 | 0.0096122 |  | 767.0209 | 0.00807 |  | 767.0209 | 0.006582
| 777.4742 | 0.01856 |  | 767.2518 | 0.01929 |  | 767.2518 | 0.00557 |  | 777.2599 | 0.02002 |  | 767.2518 | 0.0086947 |  | 767.2518 | 0.0088679 |  | 767.2518 | 0.00708 |  | 767.2518 | 0.0072037
| 777.7109 | 0.01553 |  | 767.4827 | 0.018631 |  | 767.4827 | 0.00514 |  | 777.4968 | 0.02143 |  | 767.4827 | 0.0074938 |  | 767.4827 | 0.0079524 |  | 767.4827 | 0.00619 |  | 767.4827 | 0.0082817
| 777.9477 | 0.01883 |  | 767.7136 | 0.022864 |  | 767.7136 | 0.00602 |  | 777.7337 | 0.02143 |  | 767.7136 | 0.0084143 |  | 767.7136 | 0.0083361 |  | 767.7136 | 0.0079 |  | 767.7136 | 0.0085119
| 778.1845 | 0.01672 |  | 767.9445 | 0.020296 |  | 767.9445 | 0.00512 |  | 777.9706 | 0.02103 |  | 767.9445 | 0.0074251 |  | 767.9445 | 0.0081814 |  | 767.9445 | 0.00756 |  | 767.9445 | 0.0078427
| 778.4213 | 0.01886 |  | 768.1754 | 0.023484 |  | 768.1754 | 0.00553 |  | 778.2076 | 0.02042 |  | 768.1754 | 0.0083926 |  | 768.1754 | 0.010145 |  | 768.1754 | 0.00721 |  | 768.1754 | 0.0077598
| 778.6581 | 0.01604 |  | 768.4063 | 0.018651 |  | 768.4063 | 0.00579 |  | 778.4445 | 0.01902 |  | 768.4063 | 0.0074815 |  | 768.4063 | 0.0086286 |  | 768.4063 | 0.00635 |  | 768.4063 | 0.0078045
| 778.8949 | 0.01685 |  | 768.6373 | 0.020296 |  | 768.6373 | 0.005 |  | 778.6815 | 0.02002 |  | 768.6373 | 0.0085252 |  | 768.6373 | 0.0099273 |  | 768.6373 | 0.00636 |  | 768.6373 | 0.0090803
| 779.1317 | 0.01438 |  | 768.8682 | 0.017877 |  | 768.8682 | 0.0055 |  | 778.9184 | 0.02123 |  | 768.8682 | 0.0072177 |  | 768.8682 | 0.0080018 |  | 768.8682 | 0.0063 |  | 768.8682 | 0.0077529
| 779.3685 | 0.01804 |  | 769.0992 | 0.022618 |  | 769.0992 | 0.00642 |  | 779.1554 | 0.01922 |  | 769.0992 | 0.0084251 |  | 769.0992 | 0.0084121 |  | 769.0992 | 0.00722 |  | 769.0992 | 0.0090338
| 779.6053 | 0.01653 |  | 769.3301 | 0.019742 |  | 769.3301 | 0.00483 |  | 779.3923 | 0.02083 |  | 769.3301 | 0.0071214 |  | 769.3301 | 0.0083652 |  | 769.3301 | 0.00661 |  | 769.3301 | 0.0081565
| 779.8422 | 0.01621 |  | 769.5611 | 0.021135 |  | 769.5611 | 0.00551 |  | 779.6293 | 0.01922 |  | 769.5611 | 0.0081176 |  | 769.5611 | 0.0091697 |  | 769.5611 | 0.00871 |  | 769.5611 | 0.0079417
| 780.079 | 0.0137 |  | 769.7921 | 0.020542 |  | 769.7921 | 0.00496 |  | 779.8663 | 0.02123 |  | 769.7921 | 0.0072444 |  | 769.7921 | 0.0092062 |  | 769.7921 | 0.00579 |  | 769.7921 | 0.0080463
| 780.3159 | 0.01894 |  | 770.023 | 0.022459 |  | 770.023 | 0.00559 |  | 780.1033 | 0.01942 |  | 770.023 | 0.0083002 |  | 770.023 | 0.0093853 |  | 770.023 | 0.00695 |  | 770.023 | 0.009325
| 780.5527 | 0.01594 |  | 770.254 | 0.019217 |  | 770.254 | 0.00511 |  | 780.3403 | 0.02062 |  | 770.254 | 0.0071119 |  | 770.254 | 0.0073896 |  | 770.254 | 0.00619 |  | 770.254 | 0.0080595
| 780.7896 | 0.01249 |  | 770.485 | 0.01956 |  | 770.4851 | 0.00579 |  | 780.5773 | 0.01922 |  | 770.485 | 0.0080562 |  | 770.485 | 0.008999 |  | 770.4851 | 0.00811 |  | 770.485 | 0.0065255
| 781.0265 | 0.01507 |  | 770.716 | 0.017108 |  | 770.716 | 0.00477 |  | 780.8144 | 0.01982 |  | 770.716 | 0.0070438 |  | 770.716 | 0.0069311 |  | 770.716 | 0.00657 |  | 770.716 | 0.0071379
| 781.2634 | 0.01027 |  | 770.947 | 0.020413 |  | 770.947 | 0.00552 |  | 781.0514 | 0.01862 |  | 770.947 | 0.0081461 |  | 770.947 | 0.0097978 |  | 770.947 | 0.00821 |  | 770.947 | 0.0090209
| 781.5003 | 0.01628 |  | 771.178 | 0.018396 |  | 771.178 | 0.00462 |  | 781.2884 | 0.01882 |  | 771.178 | 0.0068622 |  | 771.178 | 0.0076145 |  | 771.178 | 0.00452 |  | 771.178 | 0.0072362
| 781.7372 | 0.0169 |  | 771.4091 | 0.020553 |  | 771.4091 | 0.00574 |  | 781.5255 | 0.01802 |  | 771.4091 | 0.0080116 |  | 771.4091 | 0.0088469 |  | 771.4091 | 0.00906 |  | 771.4091 | 0.0094289
| 781.9741 | 0.01454 |  | 771.6401 | 0.017981 |  | 771.6401 | 0.00506 |  | 781.7626 | 0.01902 |  | 771.6401 | 0.0068432 |  | 771.6401 | 0.0085782 |  | 771.6401 | 0.00626 |  | 771.6401 | 0.0066871
| 782.2111 | 0.01513 |  | 771.8712 | 0.018287 |  | 771.8711 | 0.00432 |  | 781.9996 | 0.01882 |  | 771.8712 | 0.0079672 |  | 771.8712 | 0.0091119 |  | 771.8711 | 0.00744 |  | 771.8712 | 0.0091179
| 782.448 | 0.01394 |  | 772.1022 | 0.01806 |  | 772.1022 | 0.00519 |  | 782.2367 | 0.01882 |  | 772.1022 | 0.0067978 |  | 772.1022 | 0.0080673 |  | 772.1022 | 0.0056 |  | 772.1022 | 0.006611
| 782.6849 | 0.01572 |  | 772.3333 | 0.018549 |  | 772.3333 | 0.00613 |  | 782.4738 | 0.01862 |  | 772.3333 | 0.0077095 |  | 772.3333 | 0.0091372 |  | 772.3333 | 0.00757 |  | 772.3333 | 0.0074508
| 782.9219 | 0.014 |  | 772.5643 | 0.014966 |  | 772.5643 | 0.00579 |  | 782.7109 | 0.01902 |  | 772.5643 | 0.0065888 |  | 772.5643 | 0.008462 |  | 772.5643 | 0.00693 |  | 772.5643 | 0.0054826
| 783.1589 | 0.01565 |  | 772.7954 | 0.021405 |  | 772.7954 | 0.00487 |  | 782.948 | 0.01822 |  | 772.7954 | 0.0077138 |  | 772.7954 | 0.0090267 |  | 772.7954 | 0.00796 |  | 772.7954 | 0.0070717
| 783.3958 | 0.01464 |  | 773.0266 | 0.016168 |  | 773.0266 | 0.00393 |  | 783.1851 | 0.01902 |  | 773.0266 | 0.0068193 |  | 773.0266 | 0.0083303 |  | 773.0266 | 0.00617 |  | 773.0266 | 0.0075664
| 783.6328 | 0.01507 |  | 773.2576 | 0.0179 |  | 773.2576 | 0.00481 |  | 783.4222 | 0.01782 |  | 773.2576 | 0.0075336 |  | 773.2576 | 0.0093552 |  | 773.2576 | 0.0061 |  | 773.2576 | 0.0069249
| 783.8698 | 0.01387 |  | 773.4887 | 0.014695 |  | 773.4887 | 0.00513 |  | 783.6593 | 0.01802 |  | 773.4887 | 0.0065994 |  | 773.4887 | 0.0061568 |  | 773.4887 | 0.00613 |  | 773.4887 | 0.0069948
| 784.1068 | 0.0129 |  | 773.7198 | 0.017036 |  | 773.7198 | 0.00467 |  | 783.8964 | 0.01742 |  | 773.7198 | 0.0075723 |  | 773.7198 | 0.0089194 |  | 773.7198 | 0.00557 |  | 773.7198 | 0.0069543
| 784.3438 | 0.01066 |  | 773.9509 | 0.01388 |  | 773.9509 | 0.00545 |  | 784.1336 | 0.01682 |  | 773.9509 | 0.0063641 |  | 773.9509 | 0.007263 |  | 773.9509 | 0.00555 |  | 773.9509 | 0.0072022
| 784.5808 | 0.01353 |  | 774.1821 | 0.019128 |  | 774.1821 | 0.00559 |  | 784.3707 | 0.01642 |  | 774.1821 | 0.0075912 |  | 774.1821 | 0.0095534 |  | 774.1821 | 0.00606 |  | 774.1821 | 0.0062903
| 784.8179 | 0.01352 |  | 774.4132 | 0.016486 |  | 774.4132 | 0.00479 |  | 784.6079 | 0.01782 |  | 774.4132 | 0.0062518 |  | 774.4132 | 0.0084418 |  | 774.4132 | 0.00683 |  | 774.4132 | 0.0077241
| 785.0549 | 0.01366 |  | 774.6443 | 0.017639 |  | 774.6444 | 0.00522 |  | 784.8451 | 0.01742 |  | 774.6443 | 0.007758 |  | 774.6443 | 0.0083987 |  | 774.6444 | 0.0062 |  | 774.6443 | 0.0070454
| 785.2919 | 0.01188 |  | 774.8755 | 0.015517 |  | 774.8755 | 0.00398 |  | 785.0822 | 0.01742 |  | 774.8755 | 0.0062169 |  | 774.8755 | 0.0078157 |  | 774.8755 | 0.00548 |  | 774.8755 | 0.0065012
| 785.529 | 0.01444 |  | 775.1066 | 0.018707 |  | 775.1066 | 0.00487 |  | 785.3194 | 0.01602 |  | 775.1066 | 0.007379 |  | 775.1066 | 0.0084078 |  | 775.1066 | 0.00562 |  | 775.1066 | 0.0078362
| 785.766 | 0.01354 |  | 775.3378 | 0.016389 |  | 775.3378 | 0.00438 |  | 785.5566 | 0.01702 |  | 775.3378 | 0.006281 |  | 775.3378 | 0.006465 |  | 775.3378 | 0.00515 |  | 775.3378 | 0.006662
| 786.0031 | 0.01335 |  | 775.569 | 0.017002 |  | 775.569 | 0.00528 |  | 785.7938 | 0.01702 |  | 775.569 | 0.0075352 |  | 775.569 | 0.0081986 |  | 775.569 | 0.00775 |  | 775.569 | 0.0080313
| 786.2402 | 0.01204 |  | 775.8002 | 0.015108 |  | 775.8002 | 0.00412 |  | 786.031 | 0.01642 |  | 775.8002 | 0.0063133 |  | 775.8002 | 0.0076645 |  | 775.8002 | 0.00393 |  | 775.8002 | 0.0076294
| 786.4773 | 0.01485 |  | 776.0314 | 0.01667 |  | 776.0314 | 0.00465 |  | 786.2682 | 0.01602 |  | 776.0314 | 0.0072755 |  | 776.0314 | 0.0080846 |  | 776.0314 | 0.00605 |  | 776.0314 | 0.0096867
| 786.7144 | 0.0074 |  | 776.2625 | 0.016368 |  | 776.2625 | 0.00477 |  | 786.5054 | 0.01662 |  | 776.2625 | 0.005893 |  | 776.2625 | 0.0073983 |  | 776.2625 | 0.00432 |  | 776.2625 | 0.0066539
| 786.9515 | 0.01466 |  | 776.4937 | 0.017739 |  | 776.4937 | 0.0048 |  | 786.7427 | 0.01582 |  | 776.4937 | 0.0073839 |  | 776.4937 | 0.0091805 |  | 776.4937 | 0.0058 |  | 776.4937 | 0.0081746
| 787.1886 | 0.01184 |  | 776.725 | 0.014968 |  | 776.725 | 0.00392 |  | 786.9799 | 0.01602 |  | 776.725 | 0.0061449 |  | 776.725 | 0.0072677 |  | 776.725 | 0.00517 |  | 776.725 | 0.0066141
| 787.4257 | 0.01309 |  | 776.9562 | 0.019029 |  | 776.9562 | 0.00374 |  | 787.2172 | 0.01582 |  | 776.9562 | 0.0071462 |  | 776.9562 | 0.0085219 |  | 776.9562 | 0.00594 |  | 776.9562 | 0.0079939
| 787.6629 | 0.01136 |  | 777.1874 | 0.017714 |  | 777.1874 | 0.00387 |  | 787.4544 | 0.01562 |  | 777.1874 | 0.0057171 |  | 777.1874 | 0.0059095 |  | 777.1874 | 0.00579 |  | 777.1874 | 0.006988
| 787.9 | 0.01195 |  | 777.4186 | 0.018778 |  | 777.4186 | 0.00611 |  | 787.6917 | 0.01582 |  | 777.4186 | 0.0071606 |  | 777.4186 | 0.0074091 |  | 777.4186 | 0.00701 |  | 777.4186 | 0.0068038
| 788.1372 | 0.01093 |  | 777.6499 | 0.012562 |  | 777.6499 | 0.00355 |  | 787.9289 | 0.01582 |  | 777.6499 | 0.0057322 |  | 777.6499 | 0.0060066 |  | 777.6499 | 0.00642 |  | 777.6499 | 0.005862
| 788.3743 | 0.01422 |  | 777.8811 | 0.015933 |  | 777.8811 | 0.00464 |  | 788.1662 | 0.01542 |  | 777.8811 | 0.007126 |  | 777.8811 | 0.0064806 |  | 777.8811 | 0.00647 |  | 777.8811 | 0.005899
| 788.6115 | 0.01214 |  | 778.1124 | 0.013498 |  | 778.1124 | 0.0036 |  | 788.4035 | 0.01502 |  | 778.1124 | 0.0058613 |  | 778.1124 | 0.0069869 |  | 778.1124 | 0.00626 |  | 778.1124 | 0.0078585
| 788.8487 | 0.01374 |  | 778.3436 | 0.017915 |  | 778.3436 | 0.00483 |  | 788.6408 | 0.01442 |  | 778.3436 | 0.0069841 |  | 778.3436 | 0.0086295 |  | 778.3436 | 0.00639 |  | 778.3436 | 0.0083195
| 789.0858 | 0.00861 |  | 778.5749 | 0.016526 |  | 778.5749 | 0.00304 |  | 788.8781 | 0.01522 |  | 778.5749 | 0.0057338 |  | 778.5749 | 0.0063139 |  | 778.5749 | 0.00339 |  | 778.5749 | 0.0057621
| 789.323 | 0.01183 |  | 778.8062 | 0.015387 |  | 778.8062 | 0.00484 |  | 789.1154 | 0.01502 |  | 778.8062 | 0.0069189 |  | 778.8062 | 0.0073893 |  | 778.8062 | 0.00664 |  | 778.8062 | 0.0076344
| 789.5602 | 0.01297 |  | 779.0375 | 0.015856 |  | 779.0375 | 0.00321 |  | 789.3528 | 0.01502 |  | 779.0375 | 0.0057054 |  | 779.0375 | 0.0067423 |  | 779.0375 | 0.00563 |  | 779.0375 | 0.0061388
| 789.7975 | 0.01213 |  | 779.2688 | 0.014405 |  | 779.2688 | 0.00391 |  | 789.5901 | 0.01542 |  | 779.2688 | 0.0068934 |  | 779.2688 | 0.0081194 |  | 779.2688 | 0.00608 |  | 779.2688 | 0.0082817
| 790.0347 | 0.00999 |  | 779.5001 | 0.015758 |  | 779.5001 | 0.00422 |  | 789.8274 | 0.01502 |  | 779.5001 | 0.0055633 |  | 779.5001 | 0.0059696 |  | 779.5001 | 0.00598 |  | 779.5001 | 0.0067761
| 790.2719 | 0.01188 |  | 779.7314 | 0.014457 |  | 779.7314 | 0.00423 |  | 790.0648 | 0.01462 |  | 779.7314 | 0.0076359 |  | 779.7314 | 0.0079866 |  | 779.7314 | 0.00505 |  | 779.7314 | 0.0074509
| 790.5091 | 0.01081 |  | 779.9627 | 0.01439 |  | 779.9627 | 0.00351 |  | 790.3021 | 0.01502 |  | 779.9627 | 0.0054929 |  | 779.9627 | 0.0072568 |  | 779.9627 | 0.00564 |  | 779.9627 | 0.0065506
| 790.7464 | 0.00964 |  | 780.194 | 0.0157 |  | 780.194 | 0.00477 |  | 790.5395 | 0.01422 |  | 780.194 | 0.0069205 |  | 780.194 | 0.0083148 |  | 780.194 | 0.0077 |  | 780.194 | 0.0069279
| 790.9837 | 0.0098 |  | 780.4254 | 0.014373 |  | 780.4254 | 0.00391 |  | 790.7769 | 0.01402 |  | 780.4254 | 0.0057125 |  | 780.4254 | 0.0056498 |  | 780.4254 | 0.00549 |  | 780.4254 | 0.0066401
| 791.2209 | 0.01123 |  | 780.6567 | 0.018234 |  | 780.6567 | 0.00509 |  | 791.0142 | 0.01382 |  | 780.6567 | 0.0066942 |  | 780.6567 | 0.0077549 |  | 780.6567 | 0.00549 |  | 780.6567 | 0.0075883
| 791.4582 | 0.00979 |  | 780.8881 | 0.011249 |  | 780.8881 | 0.00325 |  | 791.2516 | 0.01402 |  | 780.8881 | 0.005651 |  | 780.8881 | 0.0056207 |  | 780.8881 | 0.00593 |  | 780.8881 | 0.0041783
| 791.6955 | 0.01129 |  | 781.1194 | 0.01663 |  | 781.1195 | 0.00455 |  | 791.489 | 0.01402 |  | 781.1194 | 0.0066897 |  | 781.1194 | 0.0074588 |  | 781.1195 | 0.00626 |  | 781.1194 | 0.0061014
| 791.9328 | 0.00978 |  | 781.3508 | 0.012194 |  | 781.3508 | 0.00298 |  | 791.7264 | 0.01402 |  | 781.3508 | 0.0055351 |  | 781.3508 | 0.0078567 |  | 781.3508 | 0.00513 |  | 781.3508 | 0.0068848
| 792.1701 | 0.01129 |  | 781.5822 | 0.018085 |  | 781.5822 | 0.00473 |  | 791.9638 | 0.01502 |  | 781.5822 | 0.0066088 |  | 781.5822 | 0.0058794 |  | 781.5822 | 0.00636 |  | 781.5822 | 0.0067703
| 792.4074 | 0.00901 |  | 781.8136 | 0.012832 |  | 781.8136 | 0.00395 |  | 792.2012 | 0.01402 |  | 781.8136 | 0.0052458 |  | 781.8136 | 0.0057574 |  | 781.8136 | 0.00385 |  | 781.8136 | 0.0051487
| 792.6447 | 0.01062 |  | 782.045 | 0.017433 |  | 782.045 | 0.00455 |  | 792.4387 | 0.01322 |  | 782.045 | 0.0062607 |  | 782.045 | 0.0081016 |  | 782.045 | 0.00542 |  | 782.045 | 0.0050558
| 792.882 | 0.00842 |  | 782.2764 | 0.011838 |  | 782.2764 | 0.00293 |  | 792.6761 | 0.01402 |  | 782.2764 | 0.0053949 |  | 782.2764 | 0.0044452 |  | 782.2764 | 0.0045 |  | 782.2764 | 0.0063319
| 793.1194 | 0.01006 |  | 782.5078 | 0.015606 |  | 782.5077 | 0.00364 |  | 792.9136 | 0.01442 |  | 782.5078 | 0.0065169 |  | 782.5078 | 0.0064236 |  | 782.5077 | 0.00483 |  | 782.5078 | 0.006349
| 793.3567 | 0.01063 |  | 782.7392 | 0.01261 |  | 782.7392 | 0.00352 |  | 793.151 | 0.01302 |  | 782.7392 | 0.0051139 |  | 782.7392 | 0.0051309 |  | 782.7392 | 0.00336 |  | 782.7392 | 0.0068445
| 793.5941 | 0.01159 |  | 782.9706 | 0.014521 |  | 782.9706 | 0.00439 |  | 793.3885 | 0.01402 |  | 782.9706 | 0.0063424 |  | 782.9706 | 0.0085634 |  | 782.9706 | 0.00619 |  | 782.9706 | 0.0069426
| 793.8314 | 0.00914 |  | 783.202 | 0.013783 |  | 783.202 | 0.00452 |  | 793.6259 | 0.01342 |  | 783.202 | 0.0051119 |  | 783.202 | 0.0074034 |  | 783.202 | 0.00488 |  | 783.202 | 0.005461
| 794.0688 | 0.00949 |  | 783.4335 | 0.014336 |  | 783.4335 | 0.00466 |  | 793.8634 | 0.01422 |  | 783.4335 | 0.0064375 |  | 783.4335 | 0.0070057 |  | 783.4335 | 0.00408 |  | 783.4335 | 0.0062077
| 794.3062 | 0.00943 |  | 783.6649 | 0.0090217 |  | 783.6649 | 0.00371 |  | 794.1009 | 0.01302 |  | 783.6649 | 0.0050242 |  | 783.6649 | 0.0063833 |  | 783.6649 | 0.0037 |  | 783.6649 | 0.0062917
| 794.5435 | 0.0101 |  | 783.8964 | 0.014957 |  | 783.8964 | 0.00542 |  | 794.3384 | 0.01302 |  | 783.8964 | 0.0064827 |  | 783.8964 | 0.0088467 |  | 783.8964 | 0.00434 |  | 783.8964 | 0.0074297
| 794.7809 | 0.00946 |  | 784.1278 | 0.011667 |  | 784.1278 | 0.00334 |  | 794.5759 | 0.01201 |  | 784.1278 | 0.0049539 |  | 784.1278 | 0.006579 |  | 784.1278 | 0.00304 |  | 784.1278 | 0.0050921
| 795.0184 | 0.0093 |  | 784.3593 | 0.015165 |  | 784.3593 | 0.00522 |  | 794.8134 | 0.01282 |  | 784.3593 | 0.0061757 |  | 784.3593 | 0.0055651 |  | 784.3593 | 0.00477 |  | 784.3593 | 0.0076191
| 795.2558 | 0.00959 |  | 784.5908 | 0.011457 |  | 784.5908 | 0.00343 |  | 795.0509 | 0.01201 |  | 784.5908 | 0.0051302 |  | 784.5908 | 0.004927 |  | 784.5908 | 0.00612 |  | 784.5908 | 0.0056162
| 795.4932 | 0.01133 |  | 784.8223 | 0.014493 |  | 784.8223 | 0.00458 |  | 795.2885 | 0.01322 |  | 784.8223 | 0.0061681 |  | 784.8223 | 0.0073322 |  | 784.8223 | 0.00477 |  | 784.8223 | 0.0069982
| 795.7306 | 0.00956 |  | 785.0538 | 0.012803 |  | 785.0538 | 0.00259 |  | 795.526 | 0.01302 |  | 785.0538 | 0.0049563 |  | 785.0538 | 0.006072 |  | 785.0538 | 0.00324 |  | 785.0538 | 0.0061174
| 795.9681 | 0.00917 |  | 785.2853 | 0.015737 |  | 785.2853 | 0.00487 |  | 795.7635 | 0.01302 |  | 785.2853 | 0.0060977 |  | 785.2853 | 0.0076162 |  | 785.2853 | 0.00656 |  | 785.2853 | 0.0062891
| 796.2055 | 0.00979 |  | 785.5168 | 0.010774 |  | 785.5168 | 0.00412 |  | 796.0011 | 0.01181 |  | 785.5168 | 0.0048448 |  | 785.5168 | 0.0058954 |  | 785.5168 | 0.00526 |  | 785.5168 | 0.0056975
| 796.443 | 0.01109 |  | 785.7483 | 0.01783 |  | 785.7483 | 0.00417 |  | 796.2386 | 0.01161 |  | 785.7483 | 0.0061629 |  | 785.7483 | 0.0064193 |  | 785.7483 | 0.00536 |  | 785.7483 | 0.0072063
| 796.6804 | 0.00802 |  | 785.9798 | 0.014113 |  | 785.9798 | 0.00315 |  | 796.4762 | 0.01121 |  | 785.9798 | 0.004871 |  | 785.9798 | 0.0051958 |  | 785.9798 | 0.00399 |  | 785.9798 | 0.0052295
| 796.9179 | 0.00997 |  | 786.2113 | 0.011574 |  | 786.2113 | 0.00381 |  | 796.7138 | 0.01201 |  | 786.2113 | 0.0062316 |  | 786.2113 | 0.0066361 |  | 786.2113 | 0.00511 |  | 786.2113 | 0.0063639
| 797.1554 | 0.00942 |  | 786.4429 | 0.010087 |  | 786.4429 | 0.00289 |  | 796.9514 | 0.01201 |  | 786.4429 | 0.004699 |  | 786.4429 | 0.005386 |  | 786.4429 | 0.00479 |  | 786.4429 | 0.0054269
| 797.3929 | 0.01068 |  | 786.6744 | 0.01478 |  | 786.6744 | 0.00403 |  | 797.1889 | 0.01302 |  | 786.6744 | 0.0058603 |  | 786.6744 | 0.0065143 |  | 786.6744 | 0.0058 |  | 786.6744 | 0.0070109
| 797.6304 | 0.00707 |  | 786.9059 | 0.010522 |  | 786.9059 | 0.00396 |  | 797.4265 | 0.01181 |  | 786.9059 | 0.0048418 |  | 786.9059 | 0.0057744 |  | 786.9059 | 0.00442 |  | 786.9059 | 0.0056673
| 797.8679 | 0.00531 |  | 787.1375 | 0.01269 |  | 787.1375 | 0.00355 |  | 797.6641 | 0.01201 |  | 787.1375 | 0.00583 |  | 787.1375 | 0.0063615 |  | 787.1375 | 0.0067 |  | 787.1375 | 0.005481
| 798.1054 | 0.00818 |  | 787.3691 | 0.011958 |  | 787.3691 | 0.00325 |  | 797.9018 | 0.01201 |  | 787.3691 | 0.0048898 |  | 787.3691 | 0.0051489 |  | 787.3691 | 0.00467 |  | 787.3691 | 0.0044539
| 798.343 | 0.00893 |  | 787.6007 | 0.013149 |  | 787.6007 | 0.00471 |  | 798.1394 | 0.01241 |  | 787.6007 | 0.0058985 |  | 787.6007 | 0.0064952 |  | 787.6007 | 0.00601 |  | 787.6007 | 0.0059227
| 798.5805 | 0.00646 |  | 787.8323 | 0.011227 |  | 787.8323 | 0.00399 |  | 798.377 | 0.01161 |  | 787.8323 | 0.0048553 |  | 787.8323 | 0.005509 |  | 787.8323 | 0.00503 |  | 787.8323 | 0.0045015
| 798.818 | 0.01057 |  | 788.0638 | 0.015822 |  | 788.0638 | 0.00385 |  | 798.6146 | 0.01221 |  | 788.0638 | 0.0057283 |  | 788.0638 | 0.006868 |  | 788.0638 | 0.0029 |  | 788.0638 | 0.0052696
| 799.0556 | 0.00842 |  | 788.2955 | 0.011284 |  | 788.2955 | 0.00343 |  | 798.8523 | 0.01101 |  | 788.2955 | 0.0046802 |  | 788.2955 | 0.0052275 |  | 788.2955 | 0.00409 |  | 788.2955 | 0.0041403
| 799.2932 | 0.01028 |  | 788.5271 | 0.015536 |  | 788.5271 | 0.00359 |  | 799.09 | 0.01161 |  | 788.5271 | 0.0058672 |  | 788.5271 | 0.0048293 |  | 788.5271 | 0.00443 |  | 788.5271 | 0.0063655
| 799.5307 | 0.00656 |  | 788.7587 | 0.013353 |  | 788.7587 | 0.00281 |  | 799.3276 | 0.01041 |  | 788.7587 | 0.0045893 |  | 788.7587 | 0.0049598 |  | 788.7587 | 0.005 |  | 788.7587 | 0.0045284
| 799.7683 | 0.00879 |  | 788.9903 | 0.013857 |  | 788.9903 | 0.0043 |  | 799.5653 | 0.01221 |  | 788.9903 | 0.0060597 |  | 788.9903 | 0.0058771 |  | 788.9903 | 0.00536 |  | 788.9903 | 0.0070633
| 800.0059 | 0.00817 |  | 789.2219 | 0.013552 |  | 789.2219 | 0.00213 |  | 799.803 | 0.01041 |  | 789.2219 | 0.0046516 |  | 789.2219 | 0.0050003 |  | 789.2219 | 0.0047 |  | 789.2219 | 0.0047463
| 800.2435 | 0.01027 |  | 789.4536 | 0.015447 |  | 789.4536 | 0.00391 |  | 800.0407 | 0.01141 |  | 789.4536 | 0.0058244 |  | 789.4536 | 0.006719 |  | 789.4536 | 0.00447 |  | 789.4536 | 0.0056964
| 800.4811 | 0.00662 |  | 789.6852 | 0.011338 |  | 789.6852 | 0.00338 |  | 800.2783 | 0.01101 |  | 789.6852 | 0.0044682 |  | 789.6852 | 0.0056131 |  | 789.6852 | 0.00239 |  | 789.6852 | 0.0048194
| 800.7187 | 0.0065 |  | 789.9169 | 0.015078 |  | 789.9169 | 0.005 |  | 800.516 | 0.01101 |  | 789.9169 | 0.0057971 |  | 789.9169 | 0.0072106 |  | 789.9169 | 0.0049 |  | 789.9169 | 0.0052592
| 800.9564 | 0.00665 |  | 790.1486 | 0.011655 |  | 790.1486 | 0.00311 |  | 800.7538 | 0.01001 |  | 790.1486 | 0.0043835 |  | 790.1486 | 0.0048192 |  | 790.1486 | 0.00318 |  | 790.1486 | 0.0058546
| 801.194 | 0.00905 |  | 790.3802 | 0.011467 |  | 790.3802 | 0.00512 |  | 800.9915 | 0.01121 |  | 790.3802 | 0.0056249 |  | 790.3802 | 0.0058412 |  | 790.3802 | 0.00459 |  | 790.3802 | 0.0072721
| 801.4316 | 0.00864 |  | 790.6119 | 0.013111 |  | 790.6119 | 0.00265 |  | 801.2292 | 0.01041 |  | 790.6119 | 0.0043831 |  | 790.6119 | 0.0054556 |  | 790.6119 | 0.00329 |  | 790.6119 | 0.0053792
| 801.6693 | 0.00786 |  | 790.8436 | 0.01308 |  | 790.8436 | 0.00342 |  | 801.4669 | 0.01121 |  | 790.8436 | 0.0056387 |  | 790.8436 | 0.0059157 |  | 790.8436 | 0.00372 |  | 790.8436 | 0.0058859
| 801.9069 | 0.00718 |  | 791.0753 | 0.012071 |  | 791.0753 | 0.0042 |  | 801.7047 | 0.00941 |  | 791.0753 | 0.0044408 |  | 791.0753 | 0.0051272 |  | 791.0753 | 0.00394 |  | 791.0753 | 0.0054562
| 802.1446 | 0.0076 |  | 791.307 | 0.010822 |  | 791.307 | 0.00339 |  | 801.9424 | 0.01101 |  | 791.307 | 0.0057505 |  | 791.307 | 0.0063333 |  | 791.307 | 0.0056 |  | 791.307 | 0.0068148
| 802.3823 | 0.00666 |  | 791.5387 | 0.0074214 |  | 791.5387 | 0.00358 |  | 802.1802 | 0.00821 |  | 791.5387 | 0.004031 |  | 791.5387 | 0.0039952 |  | 791.5387 | 0.00385 |  | 791.5387 | 0.004587
| 802.62 | 0.00752 |  | 791.7704 | 0.011969 |  | 791.7704 | 0.00364 |  | 802.418 | 0.01101 |  | 791.7704 | 0.005393 |  | 791.7704 | 0.0062752 |  | 791.7704 | 0.00446 |  | 791.7704 | 0.0059961
| 802.8577 | 0.00771 |  | 792.0021 | 0.0081788 |  | 792.0021 | 0.00309 |  | 802.6557 | 0.00901 |  | 792.0021 | 0.0040937 |  | 792.0021 | 0.0058317 |  | 792.0021 | 0.00402 |  | 792.0021 | 0.0039147
| 803.0954 | 0.00897 |  | 792.2339 | 0.012542 |  | 792.2339 | 0.00329 |  | 802.8935 | 0.01101 |  | 792.2339 | 0.0056201 |  | 792.2339 | 0.005579 |  | 792.2339 | 0.00454 |  | 792.2339 | 0.007421
| 803.3331 | 0.00641 |  | 792.4656 | 0.0086368 |  | 792.4656 | 0.00312 |  | 803.1313 | 0.01001 |  | 792.4656 | 0.0041091 |  | 792.4656 | 0.0037649 |  | 792.4656 | 0.0055 |  | 792.4656 | 0.0042361
| 803.5708 | 0.0094 |  | 792.6973 | 0.013785 |  | 792.6973 | 0.00332 |  | 803.3691 | 0.01001 |  | 792.6973 | 0.0055862 |  | 792.6973 | 0.0067607 |  | 792.6973 | 0.00446 |  | 792.6973 | 0.005717
| 803.8085 | 0.00708 |  | 792.9291 | 0.010673 |  | 792.9291 | 0.00333 |  | 803.6069 | 0.00941 |  | 792.9291 | 0.0042683 |  | 792.9291 | 0.0051953 |  | 792.9291 | 0.00387 |  | 792.9291 | 0.004356
| 804.0463 | 0.0087 |  | 793.1609 | 0.012166 |  | 793.1609 | 0.0033 |  | 803.8447 | 0.00981 |  | 793.1609 | 0.0052799 |  | 793.1609 | 0.0056621 |  | 793.1609 | 0.00497 |  | 793.1609 | 0.0045565
| 804.284 | 0.00695 |  | 793.3926 | 0.0080215 |  | 793.3926 | 0.00285 |  | 804.0825 | 0.00961 |  | 793.3926 | 0.0040102 |  | 793.3926 | 0.0042181 |  | 793.3926 | 0.00367 |  | 793.3926 | 0.0042223
| 804.5218 | 0.00814 |  | 793.6244 | 0.013236 |  | 793.6244 | 0.00353 |  | 804.3204 | 0.01081 |  | 793.6244 | 0.0054101 |  | 793.6244 | 0.0055876 |  | 793.6244 | 0.00352 |  | 793.6244 | 0.0049868
| 804.7595 | 0.00698 |  | 793.8562 | 0.011225 |  | 793.8562 | 0.00255 |  | 804.5582 | 0.00981 |  | 793.8562 | 0.0041273 |  | 793.8562 | 0.0059322 |  | 793.8562 | 0.00498 |  | 793.8562 | 0.0043068
| 804.9973 | 0.00925 |  | 794.088 | 0.014263 |  | 794.088 | 0.00351 |  | 804.7961 | 0.01001 |  | 794.088 | 0.0053607 |  | 794.088 | 0.0051919 |  | 794.088 | 0.00449 |  | 794.088 | 0.0062525
| 805.2351 | 0.00504 |  | 794.3198 | 0.010807 |  | 794.3198 | 0.00185 |  | 805.0339 | 0.01001 |  | 794.3198 | 0.0038848 |  | 794.3198 | 0.0028241 |  | 794.3198 | 0.00277 |  | 794.3198 | 0.0041959
| 805.4729 | 0.00724 |  | 794.5516 | 0.010153 |  | 794.5516 | 0.00326 |  | 805.2718 | 0.01101 |  | 794.5516 | 0.005066 |  | 794.5516 | 0.0059205 |  | 794.5516 | 0.00492 |  | 794.5516 | 0.0059512
| 805.7107 | 0.00699 |  | 794.7834 | 0.0072918 |  | 794.7835 | 0.00265 |  | 805.5096 | 0.00821 |  | 794.7834 | 0.0038393 |  | 794.7834 | 0.0042612 |  | 794.7835 | 0.00279 |  | 794.7834 | 0.0053457
| 805.9485 | 0.00535 |  | 795.0153 | 0.013435 |  | 795.0153 | 0.00451 |  | 805.7475 | 0.00581 |  | 795.0153 | 0.0051879 |  | 795.0153 | 0.0060152 |  | 795.0153 | 0.00421 |  | 795.0153 | 0.0055543
| 806.1863 | 0.00739 |  | 795.2471 | 0.010803 |  | 795.2471 | 0.00257 |  | 805.9854 | 0.00941 |  | 795.2471 | 0.004043 |  | 795.2471 | 0.0046358 |  | 795.2471 | 0.00077459 |  | 795.2471 | 0.0039443
| 806.4241 | 0.00866 |  | 795.4789 | 0.011261 |  | 795.4789 | 0.00379 |  | 806.2233 | 0.01001 |  | 795.4789 | 0.0053152 |  | 795.4789 | 0.0071006 |  | 795.4789 | 0.00487 |  | 795.4789 | 0.0064807
| 806.6619 | 0.0057 |  | 795.7108 | 0.0069187 |  | 795.7107 | 0.00336 |  | 806.4612 | 0.00901 |  | 795.7108 | 0.0039936 |  | 795.7108 | 0.003491 |  | 795.7107 | 0.0032 |  | 795.7108 | 0.0047067
| 806.8998 | 0.00654 |  | 795.9426 | 0.010506 |  | 795.9426 | 0.0032 |  | 806.6991 | 0.00901 |  | 795.9426 | 0.0052238 |  | 795.9426 | 0.0071793 |  | 795.9426 | 0.00427 |  | 795.9426 | 0.0049475
| 807.1376 | 0.00623 |  | 796.1745 | 0.0083779 |  | 796.1745 | 0.00324 |  | 806.937 | 0.00901 |  | 796.1745 | 0.0040508 |  | 796.1745 | 0.0044052 |  | 796.1745 | 0.00323 |  | 796.1745 | 0.0032848
| 807.3755 | 0.0064 |  | 796.4064 | 0.0133 |  | 796.4064 | 0.0031 |  | 807.1749 | 0.00921 |  | 796.4064 | 0.0049801 |  | 796.4064 | 0.0069183 |  | 796.4064 | 0.00263 |  | 796.4064 | 0.0048701
| 807.6133 | 0.00481 |  | 796.6382 | 0.0092247 |  | 796.6382 | 0.00331 |  | 807.4129 | 0.00901 |  | 796.6382 | 0.003825 |  | 796.6382 | 0.0043177 |  | 796.6382 | 0.00463 |  | 796.6382 | 0.0048168
| 807.8512 | 0.00695 |  | 796.8701 | 0.012201 |  | 796.8701 | 0.00331 |  | 807.6508 | 0.00841 |  | 796.8701 | 0.0051992 |  | 796.8701 | 0.0070544 |  | 796.8701 | 0.00552 |  | 796.8701 | 0.0052001
| 808.0891 | 0.00604 |  | 797.102 | 0.0060354 |  | 797.102 | 0.00178 |  | 807.8888 | 0.00701 |  | 797.102 | 0.0037179 |  | 797.102 | 0.0042997 |  | 797.102 | 0.00364 |  | 797.102 | 0.0034145
| 808.327 | 0.00551 |  | 797.3339 | 0.013486 |  | 797.3339 | 0.00416 |  | 808.1267 | 0.00941 |  | 797.3339 | 0.0049167 |  | 797.3339 | 0.0057193 |  | 797.3339 | 0.00489 |  | 797.3339 | 0.0049518
| 808.5649 | 0.00591 |  | 797.5658 | 0.0093908 |  | 797.5658 | 0.00228 |  | 808.3647 | 0.00901 |  | 797.5658 | 0.0038851 |  | 797.5658 | 0.0043521 |  | 797.5658 | 0.00342 |  | 797.5658 | 0.0032199
| 808.8028 | 0.00662 |  | 797.7977 | 0.011589 |  | 797.7977 | 0.00149 |  | 808.6027 | 0.00901 |  | 797.7977 | 0.0053024 |  | 797.7977 | 0.004685 |  | 797.7977 | 0.00448 |  | 797.7977 | 0.0058918
| 809.0407 | 0.00049766 |  | 798.0297 | 0.0076307 |  | 798.0297 | 0.00275 |  | 808.8406 | 0.00801 |  | 798.0297 | 0.0038923 |  | 798.0297 | 0.0045365 |  | 798.0297 | 0.00375 |  | 798.0297 | 0.0049657
| 809.2787 | 0.00648 |  | 798.2616 | 0.01083 |  | 798.2616 | 0.00372 |  | 809.0786 | 0.00901 |  | 798.2616 | 0.0049914 |  | 798.2616 | 0.0062371 |  | 798.2616 | 0.00644 |  | 798.2616 | 0.0045233
| 809.5166 | 0.00497 |  | 798.4935 | 0.0091237 |  | 798.4935 | 0.00287 |  | 809.3166 | 0.00861 |  | 798.4935 | 0.0037485 |  | 798.4935 | 0.0039141 |  | 798.4935 | 0.00385 |  | 798.4935 | 0.0029792
| 809.7545 | 0.00868 |  | 798.7255 | 0.011071 |  | 798.7255 | 0.0046 |  | 809.5546 | 0.00841 |  | 798.7255 | 0.0047478 |  | 798.7255 | 0.0056408 |  | 798.7255 | 0.00297 |  | 798.7255 | 0.0054277
| 809.9925 | 0.00487 |  | 798.9574 | 0.0087485 |  | 798.9574 | 0.00216 |  | 809.7926 | 0.00761 |  | 798.9574 | 0.0034364 |  | 798.9574 | 0.0047667 |  | 798.9574 | 0.00337 |  | 798.9574 | 0.0049749
| 810.2305 | 0.00859 |  | 799.1894 | 0.012902 |  | 799.1894 | 0.00412 |  | 810.0307 | 0.00801 |  | 799.1894 | 0.0049609 |  | 799.1894 | 0.0055381 |  | 799.1894 | 0.00435 |  | 799.1894 | 0.0043286
| 810.4684 | 0.00568 |  | 799.4213 | 0.0083607 |  | 799.4213 | 0.00236 |  | 810.2687 | 0.00741 |  | 799.4213 | 0.0036837 |  | 799.4213 | 0.0056247 |  | 799.4213 | 0.00196 |  | 799.4213 | 0.0049204
| 810.7064 | 0.0068 |  | 799.6533 | 0.011205 |  | 799.6533 | 0.00221 |  | 810.5067 | 0.00781 |  | 799.6533 | 0.004991 |  | 799.6533 | 0.0043859 |  | 799.6533 | 0.00487 |  | 799.6533 | 0.0055611
| 810.9444 | 0.0057 |  | 799.8853 | 0.0052968 |  | 799.8853 | 0.00217 |  | 810.7448 | 0.00821 |  | 799.8853 | 0.0034406 |  | 799.8853 | 0.0031499 |  | 799.8853 | 0.00363 |  | 799.8853 | 0.003358
| 811.1824 | 0.00667 |  | 800.1173 | 0.0094226 |  | 800.1173 | 0.00321 |  | 810.9828 | 0.00821 |  | 800.1173 | 0.0049053 |  | 800.1173 | 0.0056435 |  | 800.1173 | 0.00432 |  | 800.1173 | 0.0038782
| 811.4204 | 0.00586 |  | 800.3493 | 0.0085906 |  | 800.3493 | 0 |  | 811.2209 | 0.00801 |  | 800.3493 | 0.0035783 |  | 800.3493 | 0 |  | 800.3493 | 0.00268 |  | 800.3493 | 0.0043631
| 811.6584 | 0.00573 |  | 800.5813 | 0.010601 |  | 800.5813 | 0 |  | 811.4589 | 0.00821 |  | 800.5813 | 0.0048163 |  | 800.5813 | 0 |  | 800.5813 | 0.00327 |  | 800.5813 | 0.0036766
| 811.8964 | 0.00568 |  | 800.8134 | 0.010638 |  | 800.8134 | 0 |  | 811.697 | 0.00801 |  | 800.8134 | 0.0035199 |  | 800.8134 | 0 |  | 800.8134 | 0.0042 |  | 800.8134 | 0.0045301
| 812.1344 | 0.00562 |  | 801.0453 | 0.011471 |  | 801.0453 | 0 |  | 811.9351 | 0.00801 |  | 801.0453 | 0.0048047 |  | 801.0453 | 0 |  | 801.0453 | 0.00368 |  | 801.0453 | 0.0058973
| 812.3725 | 0.00489 |  | 801.2774 | 0.0094954 |  | 801.2774 | 0 |  | 812.1732 | 0.00781 |  | 801.2774 | 0.0038826 |  | 801.2774 | 0 |  | 801.2774 | 0.0041 |  | 801.2774 | 0.0042521
| 812.6105 | 0.00625 |  | 801.5094 | 0.013627 |  | 801.5094 | 0 |  | 812.4113 | 0.00801 |  | 801.5094 | 0.0047137 |  | 801.5094 | 0 |  | 801.5094 | 0.00334 |  | 801.5094 | 0.0054856
| 812.8486 | 0.00646 |  | 801.7415 | 0.0076407 |  | 801.7415 | 0 |  | 812.6494 | 0.00741 |  | 801.7415 | 0.0035876 |  | 801.7415 | 0 |  | 801.7415 | 0.00262 |  | 801.7415 | 0.0038572
| 813.0866 | 0.00829 |  | 801.9735 | 0.0090387 |  | 801.9735 | 0 |  | 812.8875 | 0.00801 |  | 801.9735 | 0.0047569 |  | 801.9735 | 0 |  | 801.9735 | 0.00261 |  | 801.9735 | 0.0039143
| 813.3247 | 0.0056 |  | 802.2056 | 0.0094414 |  | 802.2056 | 0 |  | 813.1256 | 0.00781 |  | 802.2056 | 0.0033468 |  | 802.2056 | 0 |  | 802.2056 | 0.00225 |  | 802.2056 | 0.0047761
| 813.5628 | 0.00727 |  | 802.4376 | 0.01181 |  | 802.4376 | 0 |  | 813.3638 | 0.00701 |  | 802.4376 | 0.0047628 |  | 802.4376 | 0 |  | 802.4376 | 0.00305 |  | 802.4376 | 0.0058161
| 813.8009 | 0.00461 |  | 802.6697 | 0.0081766 |  | 802.6697 | 0 |  | 813.6019 | 0.00801 |  | 802.6697 | 0.0034059 |  | 802.6697 | 0 |  | 802.6697 | 0.00229 |  | 802.6697 | 0.0030265
| 814.039 | 0.00623 |  | 802.9018 | 0.0087485 |  | 802.9018 | 0 |  | 813.84 | 0.00801 |  | 802.9018 | 0.0047346 |  | 802.9018 | 0 |  | 802.9018 | 0.00332 |  | 802.9018 | 0.0053168
| 814.2771 | 0.00367 |  | 803.1339 | 0.0066725 |  | 803.1339 | 0 |  | 814.0782 | 0.00801 |  | 803.1339 | 0.0033391 |  | 803.1339 | 0 |  | 803.1339 | 0.00361 |  | 803.1339 | 0.0038248
| 814.5152 | 0.00806 |  | 803.366 | 0.0098484 |  | 803.366 | 0 |  | 814.3164 | 0.00701 |  | 803.366 | 0.0045842 |  | 803.366 | 0 |  | 803.366 | 0.00341 |  | 803.366 | 0.0052062
| 814.7533 | 0.00455 |  | 803.5981 | 0.0083194 |  | 803.5981 | 0 |  | 814.5545 | 0.00781 |  | 803.5981 | 0.0033924 |  | 803.5981 | 0 |  | 803.5981 | 0.00361 |  | 803.5981 | 0.0038466
| 814.9915 | 0.00932 |  | 803.8302 | 0.012484 |  | 803.8302 | 0 |  | 814.7927 | 0.00821 |  | 803.8302 | 0.0046859 |  | 803.8302 | 0 |  | 803.8302 | 0.00203 |  | 803.8302 | 0.0047396
| 815.2296 | 0.00439 |  | 804.0623 | 0.0096075 |  | 804.0623 | 0 |  | 815.0309 | 0.00721 |  | 804.0623 | 0.0031376 |  | 804.0623 | 0 |  | 804.0623 | 0.00575 |  | 804.0623 | 0.0028871
| 815.4678 | 0.00678 |  | 804.2945 | 0.012168 |  | 804.2945 | 0 |  | 815.2691 | 0.00681 |  | 804.2945 | 0.0049127 |  | 804.2945 | 0 |  | 804.2945 | 0.00385 |  | 804.2945 | 0.0051422
| 815.7059 | 0.00447 |  | 804.5266 | 0.01003 |  | 804.5266 | 0 |  | 815.5073 | 0.00701 |  | 804.5266 | 0.003386 |  | 804.5266 | 0 |  | 804.5266 | 0.0032 |  | 804.5266 | 0.0032391
| 815.9441 | 0.00684 |  | 804.7587 | 0.0096352 |  | 804.7587 | 0 |  | 815.7455 | 0.00741 |  | 804.7587 | 0.0049091 |  | 804.7587 | 0 |  | 804.7587 | 0.00564 |  | 804.7587 | 0.0051484
| 816.1822 | 0.00488 |  | 804.9909 | 0.0053818 |  | 804.9909 | 0 |  | 815.9837 | 0.00721 |  | 804.9909 | 0.0035046 |  | 804.9909 | 0 |  | 804.9909 | 0.00237 |  | 804.9909 | 0.0037135
| 816.4204 | 0.00603 |  | 805.2231 | 0.010409 |  | 805.2231 | 0 |  | 816.2219 | 0.00821 |  | 805.2231 | 0.0044965 |  | 805.2231 | 0 |  | 805.2231 | 0.00612 |  | 805.2231 | 0.0050182
| 816.6586 | 0.00417 |  | 805.4552 | 0.009149 |  | 805.4552 | 0 |  | 816.4601 | 0.00701 |  | 805.4552 | 0.0033001 |  | 805.4552 | 0 |  | 805.4552 | 0.00497 |  | 805.4552 | 0.0034918
| 816.8968 | 0.00361 |  | 805.6874 | 0.01009 |  | 805.6874 | 0 |  | 816.6984 | 0.00701 |  | 805.6874 | 0.0044647 |  | 805.6874 | 0 |  | 805.6874 | 0.00386 |  | 805.6874 | 0.004624
| 817.135 | 0.00557 |  | 805.9196 | 0.0065577 |  | 805.9196 | 0 |  | 816.9366 | 0.00701 |  | 805.9196 | 0.0031826 |  | 805.9196 | 0 |  | 805.9196 | 0.00359 |  | 805.9196 | 0.0038551
| 817.3732 | 0.00628 |  | 806.1518 | 0.0094503 |  | 806.1518 | 0 |  | 817.1749 | 0.00741 |  | 806.1518 | 0.0047228 |  | 806.1518 | 0 |  | 806.1518 | 0.00403 |  | 806.1518 | 0.0038366
| 817.6115 | 0.00142 |  | 806.384 | 0.0079029 |  | 806.384 | 0 |  | 817.4131 | 0.00661 |  | 806.384 | 0.0031758 |  | 806.384 | 0 |  | 806.384 | 0.00248 |  | 806.384 | 0.0015108
| 817.8497 | 0.00695 |  | 806.6161 | 0.010882 |  | 806.6161 | 0 |  | 817.6514 | 0.00621 |  | 806.6161 | 0.0045602 |  | 806.6161 | 0 |  | 806.6161 | 0.00218 |  | 806.6161 | 0.0063101
| 818.0879 | 0.00438 |  | 806.8484 | 0.0059833 |  | 806.8484 | 0 |  | 817.8897 | 0.00621 |  | 806.8484 | 0.00332 |  | 806.8484 | 0 |  | 806.8484 | 0.00396 |  | 806.8484 | 0.0036355
| 818.3262 | 0.00557 |  | 807.0806 | 0.010813 |  | 807.0806 | 0 |  | 818.128 | 0.00721 |  | 807.0806 | 0.0048382 |  | 807.0806 | 0 |  | 807.0806 | 0.00418 |  | 807.0806 | 0.0048893
| 818.5644 | 0.0045 |  | 807.3128 | 0.0075616 |  | 807.3128 | 0 |  | 818.3663 | 0.00681 |  | 807.3128 | 0.0032808 |  | 807.3128 | 0 |  | 807.3128 | 0.00181 |  | 807.3128 | 0.0032786
| 818.8027 | 0.00605 |  | 807.545 | 0.010709 |  | 807.545 | 0 |  | 818.6046 | 0.00721 |  | 807.545 | 0.0045868 |  | 807.545 | 0 |  | 807.545 | 0.00356 |  | 807.545 | 0.0034312
| 819.041 | 0.00381 |  | 807.7773 | 0.0098661 |  | 807.7773 | 0 |  | 818.8429 | 0.00741 |  | 807.7773 | 0.0030934 |  | 807.7773 | 0 |  | 807.7773 | 0.00388 |  | 807.7773 | 0.0036707
| 819.2793 | 0.00554 |  | 808.0096 | 0.010153 |  | 808.0096 | 0 |  | 819.0812 | 0.00781 |  | 808.0096 | 0.0046435 |  | 808.0096 | 0 |  | 808.0096 | 0.00318 |  | 808.0096 | 0.0043262
| 819.5176 | 0.00545 |  | 808.2418 | 0.0092335 |  | 808.2418 | 0 |  | 819.3195 | 0.00581 |  | 808.2418 | 0.0049147 |  | 808.2418 | 0 |  | 808.2418 | 0.0036 |  | 808.2418 | 0.0044016
| 819.7559 | 0.00364 |  | 808.4741 | 0.0071964 |  | 808.4741 | 0 |  | 819.5578 | 0.00761 |  | 808.4741 | 0.0030889 |  | 808.4741 | 0 |  | 808.4741 | 0.00179 |  | 808.4741 | 0.0034679
| 819.9942 | 0.00603 |  | 808.7064 | 0.0078028 |  | 808.7064 | 0 |  | 819.7962 | 0.00621 |  | 808.7064 | 0.0045934 |  | 808.7064 | 0 |  | 808.7064 | 0.00506 |  | 808.7064 | 0.0056543
| 820.2325 | 0.00335 |  | 808.9387 | 0.0048336 |  | 808.9387 | 0 |  | 820.0345 | 0.00761 |  | 808.9387 | 0.003126 |  | 808.9387 | 0 |  | 808.9387 | 0.00333 |  | 808.9387 | 0.0038678
| 820.4708 | 0.00471 |  | 809.1709 | 0.0095109 |  | 809.1709 | 0 |  | 820.2729 | 0.00601 |  | 809.1709 | 0.004291 |  | 809.1709 | 0 |  | 809.1709 | 0.00423 |  | 809.1709 | 0.0032098
| 820.7092 | 0.00359 |  | 809.4032 | 0.0084227 |  | 809.4032 | 0 |  | 820.5112 | 0.00701 |  | 809.4032 | 0.0031047 |  | 809.4032 | 0 |  | 809.4032 | 0.00111 |  | 809.4032 | 0.003435
| 820.9475 | 0.00679 |  | 809.6355 | 0.010179 |  | 809.6355 | 0 |  | 820.7496 | 0.00561 |  | 809.6355 | 0.0042636 |  | 809.6355 | 0 |  | 809.6355 | 0.00434 |  | 809.6355 | 0.0053118
| 821.1859 | 0.00305 |  | 809.8678 | 0.0062805 |  | 809.8678 | 0 |  | 820.988 | 0.00681 |  | 809.8678 | 0.0031736 |  | 809.8678 | 0 |  | 809.8678 | 0.00331 |  | 809.8678 | 0.0037587
| 821.4242 | 0.00533 |  | 810.1002 | 0.011717 |  | 810.1002 | 0 |  | 821.2264 | 0.00601 |  | 810.1002 | 0.0044234 |  | 810.1002 | 0 |  | 810.1002 | 0.00229 |  | 810.1002 | 0.0050776
| 821.6626 | 0.00262 |  | 810.3325 | 0.012593 |  | 810.3325 | 0 |  | 821.4647 | 0.00601 |  | 810.3325 | 0.0034613 |  | 810.3325 | 0 |  | 810.3325 | 0.00293 |  | 810.3325 | 0.00203
| 821.901 | 0.0054 |  | 810.5648 | 0.012021 |  | 810.5648 | 0 |  | 821.7032 | 0.00601 |  | 810.5648 | 0.0048417 |  | 810.5648 | 0 |  | 810.5648 | 0.0031 |  | 810.5648 | 0.0041269
| 822.1394 | 0.00258 |  | 810.7971 | 0.0067553 |  | 810.7971 | 0 |  | 821.9416 | 0.00661 |  | 810.7971 | 0.0032163 |  | 810.7971 | 0 |  | 810.7971 | 0.00148 |  | 810.7971 | 0.0034852
| 822.3777 | 0.00642 |  | 811.0295 | 0.009555 |  | 811.0295 | 0 |  | 822.18 | 0.00581 |  | 811.0295 | 0.0046902 |  | 811.0295 | 0 |  | 811.0295 | 0.00391 |  | 811.0295 | 0.0049663
| 822.6161 | 0.00171 |  | 811.2618 | 0.00712 |  | 811.2618 | 0 |  | 822.4184 | 0.00681 |  | 811.2618 | 0.003201 |  | 811.2618 | 0 |  | 811.2618 | 0.00331 |  | 811.2618 | 0.0016255
| 822.8546 | 0.00584 |  | 811.4942 | 0.0064516 |  | 811.4942 | 0 |  | 822.6568 | 0.00561 |  | 811.4942 | 0.0046441 |  | 811.4942 | 0 |  | 811.4942 | 0.00606 |  | 811.4942 | 0.0042694
| 823.093 | 0.00203 |  | 811.7266 | 0.00583 |  | 811.7266 | 0 |  | 822.8953 | 0.00641 |  | 811.7266 | 0.0025862 |  | 811.7266 | 0 |  | 811.7266 | 0.00324 |  | 811.7266 | 0.0038924
| 823.3314 | 0.00421 |  | 811.9589 | 0.0081752 |  | 811.9589 | 0 |  | 823.1337 | 0.00601 |  | 811.9589 | 0.0041601 |  | 811.9589 | 0 |  | 811.9589 | 0.00459 |  | 811.9589 | 0.0047031
| 823.5698 | 0.00217 |  | 812.1913 | 0.0083747 |  | 812.1914 | 0 |  | 823.3722 | 0.00601 |  | 812.1913 | 0.0028318 |  | 812.1913 | 0 |  | 812.1914 | 0.00285 |  | 812.1913 | 0.0028828
| 823.8083 | 0.00376 |  | 812.4237 | 0.0095313 |  | 812.4237 | 0 |  | 823.6106 | 0.00561 |  | 812.4237 | 0.0044148 |  | 812.4237 | 0 |  | 812.4237 | 0.00476 |  | 812.4237 | 0.0046053
| 824.0467 | 0.00294 |  | 812.6561 | 0.0054515 |  | 812.6561 | 0 |  | 823.8491 | 0.00701 |  | 812.6561 | 0.0027147 |  | 812.6561 | 0 |  | 812.6561 | 0.00237 |  | 812.6561 | 0.002308
| 824.2852 | 0.00653 |  | 812.8885 | 0.0099206 |  | 812.8886 | 0 |  | 824.0876 | 0.004 |  | 812.8885 | 0.0044389 |  | 812.8885 | 0 |  | 812.8886 | 0.00259 |  | 812.8885 | 0.0029062
| 824.5237 | 0.00456 |  | 813.121 | 0.0064214 |  | 813.121 | 0 |  | 824.326 | 0.00701 |  | 813.121 | 0.0030203 |  | 813.121 | 0 |  | 813.121 | 0.00321 |  | 813.121 | 0.0023982
| 824.7621 | 0.00528 |  | 813.3534 | 0.0087169 |  | 813.3534 | 0 |  | 824.5645 | 0.00541 |  | 813.3534 | 0.0044718 |  | 813.3534 | 0 |  | 813.3534 | 0.003 |  | 813.3534 | 0.0019029
| 825.0006 | 0.00307 |  | 813.5858 | 0.0051103 |  | 813.5858 | 0 |  | 824.803 | 0.00621 |  | 813.5858 | 0.0030778 |  | 813.5858 | 0 |  | 813.5858 | 0.00040114 |  | 813.5858 | 0.0029182
| 825.2391 | 0.00503 |  | 813.8182 | 0.0064584 |  | 813.8182 | 0 |  | 825.0415 | 0.00561 |  | 813.8182 | 0.0044166 |  | 813.8182 | 0 |  | 813.8182 | 0.00347 |  | 813.8182 | 0.003824
| 825.4776 | 0.00197 |  | 814.0507 | 0.0053554 |  | 814.0507 | 0 |  | 825.28 | 0.00641 |  | 814.0507 | 0.0030477 |  | 814.0507 | 0 |  | 814.0507 | 0.00183 |  | 814.0507 | 0.0025848
| 825.7161 | 0.00409 |  | 814.2831 | 0.0096251 |  | 814.2831 | 0 |  | 825.5186 | 0.00581 |  | 814.2831 | 0.0045667 |  | 814.2831 | 0 |  | 814.2831 | 0.00304 |  | 814.2831 | 0.0029822
| 825.9547 | 0.00364 |  | 814.5156 | 0.0088118 |  | 814.5156 | 0 |  | 825.7571 | 0.00601 |  | 814.5156 | 0.0027838 |  | 814.5156 | 0 |  | 814.5156 | 0.00414 |  | 814.5156 | 0.0024272
| 826.1932 | 0.00486 |  | 814.748 | 0.006274 |  | 814.7481 | 0 |  | 825.9956 | 0.00461 |  | 814.748 | 0.0042938 |  | 814.748 | 0 |  | 814.7481 | 0.00433 |  | 814.748 | 0.0033857
| 826.4317 | 0.00375 |  | 814.9805 | 0.005789 |  | 814.9805 | 0 |  | 826.2342 | 0.00601 |  | 814.9805 | 0.0028351 |  | 814.9805 | 0 |  | 814.9805 | 0.00284 |  | 814.9805 | 0.0038979
| 826.6703 | 0.00296 |  | 815.213 | 0.011612 |  | 815.213 | 0 |  | 826.4727 | 0.00521 |  | 815.213 | 0.0048999 |  | 815.213 | 0 |  | 815.213 | 0.00487 |  | 815.213 | 0.0033374
| 826.9088 | 0.00139 |  | 815.4455 | 0.0036529 |  | 815.4455 | 0 |  | 826.7113 | 0.00501 |  | 815.4455 | 0.0028885 |  | 815.4455 | 0 |  | 815.4455 | 0.00257 |  | 815.4455 | 0.0021829
| 827.1474 | 0.00498 |  | 815.678 | 0.0098298 |  | 815.678 | 0 |  | 826.9499 | 0.00481 |  | 815.678 | 0.00416 |  | 815.678 | 0 |  | 815.678 | 0.00362 |  | 815.678 | 0.0029692
| 827.3859 | 0.00323 |  | 815.9105 | 0.0054277 |  | 815.9105 | 0 |  | 827.1884 | 0.00601 |  | 815.9105 | 0.0027085 |  | 815.9105 | 0 |  | 815.9105 | 0.00291 |  | 815.9105 | 0.0034711
| 827.6245 | 0.00503 |  | 816.143 | 0.0088392 |  | 816.143 | 0 |  | 827.427 | 0.00521 |  | 816.143 | 0.0041762 |  | 816.143 | 0 |  | 816.143 | 0.00416 |  | 816.143 | 0.0038479
| 827.8631 | 0.00254 |  | 816.3755 | 0.006887 |  | 816.3755 | 0 |  | 827.6656 | 0.00621 |  | 816.3755 | 0.0029527 |  | 816.3755 | 0 |  | 816.3755 | 0.00345 |  | 816.3755 | 0.00074775
| 828.1017 | 0.00051831 |  | 816.608 | 0.0080845 |  | 816.608 | 0 |  | 827.9042 | 0.00481 |  | 816.608 | 0.0046066 |  | 816.608 | 0 |  | 816.608 | 0.00558 |  | 816.608 | 0.0032519
| 828.3403 | 0.00337 |  | 816.8406 | 0.0063405 |  | 816.8406 | 0 |  | 828.1428 | 0.00601 |  | 816.8406 | 0.0031003 |  | 816.8406 | 0 |  | 816.8406 | 0.0005002 |  | 816.8406 | 0.0024461
| 828.5789 | 0.00355 |  | 817.0731 | 0.01038 |  | 817.0731 | 0 |  | 828.3814 | 0.00561 |  | 817.0731 | 0.0046731 |  | 817.0731 | 0 |  | 817.0731 | 0.0052 |  | 817.0731 | 0.0052324
| 828.8175 | 0.00301 |  | 817.3057 | 0.0023499 |  | 817.3057 | 0 |  | 828.62 | 0.00581 |  | 817.3057 | 0.0029276 |  | 817.3057 | 0 |  | 817.3057 | 0.0031 |  | 817.3057 | 0.0033733
| 829.0562 | 0.00333 |  | 817.5383 | 0.0066453 |  | 817.5383 | 0 |  | 828.8587 | 0.004 |  | 817.5383 | 0.0043939 |  | 817.5383 | 0 |  | 817.5383 | 0.00192 |  | 817.5383 | 0.0045775
| 829.2948 | 0.00384 |  | 817.7708 | 0.0083422 |  | 817.7708 | 0 |  | 829.0973 | 0.00501 |  | 817.7708 | 0.0028851 |  | 817.7708 | 0 |  | 817.7708 | 0.00377 |  | 817.7708 | 0.0022713
| 829.5335 | 0.00348 |  | 818.0034 | 0.010452 |  | 818.0034 | 0 |  | 829.3359 | 0.00481 |  | 818.0034 | 0.0046861 |  | 818.0034 | 0 |  | 818.0034 | 0.00254 |  | 818.0034 | 0.0056864
| 829.7721 | 0.00197 |  | 818.236 | 0.0037366 |  | 818.236 | 0 |  | 829.5746 | 0.00601 |  | 818.236 | 0.0028977 |  | 818.236 | 0 |  | 818.236 | 0.00333 |  | 818.236 | 0.003146
| 830.0108 | 0.00371 |  | 818.4686 | 0.0081035 |  | 818.4686 | 0 |  | 829.8132 | 0.00501 |  | 818.4686 | 0.0043981 |  | 818.4686 | 0 |  | 818.4686 | 0.00444 |  | 818.4686 | 0.0030817
| 830.2494 | 0.00232 |  | 818.7011 | 0.0017135 |  | 818.7011 | 0 |  | 830.0519 | 0.00521 |  | 818.7011 | 0.002422 |  | 818.7011 | 0 |  | 818.7011 | 0.00241 |  | 818.7011 | 0.004656
| 830.4881 | 0.00275 |  | 818.9337 | 0.010144 |  | 818.9337 | 0 |  | 830.2906 | 0.00461 |  | 818.9337 | 0.0046957 |  | 818.9337 | 0 |  | 818.9337 | 0.0028 |  | 818.9337 | 0.0033899
| 830.7268 | 0.00244 |  | 819.1663 | 0.0046077 |  | 819.1663 | 0 |  | 830.5293 | 0.00521 |  | 819.1663 | 0.003048 |  | 819.1663 | 0 |  | 819.1663 | 0.00237 |  | 819.1663 | 0.0024988
| 830.9655 | 0.00166 |  | 819.399 | 0.0073458 |  | 819.399 | 0 |  | 830.768 | 0.00481 |  | 819.399 | 0.0044826 |  | 819.399 | 0 |  | 819.399 | 0.00537 |  | 819.399 | 0.0035041
| 831.2042 | 0.00574 |  | 819.6316 | 0.004247 |  | 819.6316 | 0 |  | 831.0066 | 0.00521 |  | 819.6316 | 0.0026726 |  | 819.6316 | 0 |  | 819.6316 | 0.00144 |  | 819.6316 | 0.0027667
| 831.4429 | 0.00483 |  | 819.8642 | 0.01103 |  | 819.8642 | 0 |  | 831.2453 | 0.00521 |  | 819.8642 | 0.0043714 |  | 819.8642 | 0 |  | 819.8642 | 0.00506 |  | 819.8642 | 0.0035962
| 831.6816 | 0.00176 |  | 820.0969 | 0.0085215 |  | 820.0969 | 0 |  | 831.4841 | 0.00501 |  | 820.0969 | 0.0030848 |  | 820.0969 | 0 |  | 820.0969 | 0.00053608 |  | 820.0969 | 0.0024275
| 831.9203 | 0.00403 |  | 820.3295 | 0.01017 |  | 820.3295 | 0 |  | 831.7228 | 0.00501 |  | 820.3295 | 0.0043308 |  | 820.3295 | 0 |  | 820.3295 | 0.00334 |  | 820.3295 | 0.0046078
| 832.1591 | 0.00339 |  | 820.5621 | 0.0056596 |  | 820.5621 | 0 |  | 831.9615 | 0.00521 |  | 820.5621 | 0.002946 |  | 820.5621 | 0 |  | 820.5621 | 0.0038 |  | 820.5621 | 0.0036378
| 832.3978 | 0.00451 |  | 820.7948 | 0.0097371 |  | 820.7948 | 0 |  | 832.2002 | 0.00501 |  | 820.7948 | 0.0044811 |  | 820.7948 | 0 |  | 820.7948 | 0.00457 |  | 820.7948 | 0.0049857
| 832.6366 | 0.00117 |  | 821.0275 | 0.0075744 |  | 821.0275 | 0 |  | 832.439 | 0.00541 |  | 821.0275 | 0.0025766 |  | 821.0275 | 0 |  | 821.0275 | 0.00275 |  | 821.0275 | 0.0021898
| 832.8754 | 0.00386 |  | 821.2601 | 0.0067321 |  | 821.2601 | 0 |  | 832.6777 | 0.00501 |  | 821.2601 | 0.0042993 |  | 821.2601 | 0 |  | 821.2601 | 0.00509 |  | 821.2601 | 0.004809
| 833.1141 | 0.00245 |  | 821.4928 | 0.0048461 |  | 821.4928 | 0 |  | 832.9165 | 0.00501 |  | 821.4928 | 0.0024096 |  | 821.4928 | 0 |  | 821.4928 | 0.00257 |  | 821.4928 | 0.0038071
| 833.3529 | 0.00548 |  | 821.7255 | 0.009504 |  | 821.7255 | 0 |  | 833.1552 | 0.00501 |  | 821.7255 | 0.0042994 |  | 821.7255 | 0 |  | 821.7255 | -0.00077072 |  | 821.7255 | 0.0048065
| 833.5917 | 0.00233 |  | 821.9582 | 0.0047644 |  | 821.9582 | 0 |  | 833.394 | 0.00501 |  | 821.9582 | 0.0027145 |  | 821.9582 | 0 |  | 821.9582 | 0.00288 |  | 821.9582 | 0.0037491
| 833.8305 | 0.00406 |  | 822.1909 | 0.0056671 |  | 822.1909 | 0 |  | 833.6328 | 0.00461 |  | 822.1909 | 0.0041563 |  | 822.1909 | 0 |  | 822.1909 | 0.00239 |  | 822.1909 | 0.0034479
| 834.0693 | -0.00097765 |  | 822.4236 | 0.0065234 |  | 822.4236 | 0 |  | 833.8716 | 0.00481 |  | 822.4236 | 0.0026301 |  | 822.4236 | 0 |  | 822.4236 | 0.00195 |  | 822.4236 | 0.0032825
| 834.3081 | 0.00322 |  | 822.6564 | 0.012851 |  | 822.6564 | 0 |  | 834.1104 | 0.00521 |  | 822.6564 | 0.0043832 |  | 822.6564 | 0 |  | 822.6564 | 0.00154 |  | 822.6564 | 0.0043344
| 834.5469 | 0.00077543 |  | 822.8891 | 0.0059967 |  | 822.8891 | 0 |  | 834.3492 | 0.00501 |  | 822.8891 | 0.0027193 |  | 822.8891 | 0 |  | 822.8891 | 0.00341 |  | 822.8891 | 0.0011208
| 834.7857 | 0.00486 |  | 823.1218 | 0.0086303 |  | 823.1218 | 0 |  | 834.588 | 0.00481 |  | 823.1218 | 0.0041227 |  | 823.1218 | 0 |  | 823.1218 | 0.0035 |  | 823.1218 | 0.0048519
| 835.0246 | 0.00288 |  | 823.3546 | 0.0052081 |  | 823.3546 | 0 |  | 834.8268 | 0.00501 |  | 823.3546 | 0.0027986 |  | 823.3546 | 0 |  | 823.3546 | 0.00123 |  | 823.3546 | 0.0036105
| 835.2634 | 0.00375 |  | 823.5873 | 0.00913 |  | 823.5873 | 0 |  | 835.0656 | 0.00481 |  | 823.5873 | 0.0043343 |  | 823.5873 | 0 |  | 823.5873 | 0.00288 |  | 823.5873 | 0.0047759
| 835.5023 | 0.00174 |  | 823.8201 | 0.0041999 |  | 823.8201 | 0 |  | 835.3044 | 0.004 |  | 823.8201 | 0.0025969 |  | 823.8201 | 0 |  | 823.8201 | 0.00165 |  | 823.8201 | 0.0015558
| 835.7411 | 0.00407 |  | 824.0528 | 0.0075137 |  | 824.0528 | 0 |  | 835.5433 | 0.004 |  | 824.0528 | 0.0045283 |  | 824.0528 | 0 |  | 824.0528 | 0.00462 |  | 824.0528 | 0.0047845
| 835.98 | 0.0039 |  | 824.2856 | 0.0057719 |  | 824.2856 | 0 |  | 835.7821 | 0.00421 |  | 824.2856 | 0.0029624 |  | 824.2856 | 0 |  | 824.2856 | 0.00441 |  | 824.2856 | 0.0017149
| 836.2189 | 0.00462 |  | 824.5184 | 0.0071545 |  | 824.5184 | 0 |  | 836.0209 | 0.00421 |  | 824.5184 | 0.0045018 |  | 824.5184 | 0 |  | 824.5184 | 0.00344 |  | 824.5184 | 0.0039468
| 836.4578 | 0.00244 |  | 824.7512 | 0.0056555 |  | 824.7512 | 0 |  | 836.2598 | 0.004 |  | 824.7512 | 0.0023892 |  | 824.7512 | 0 |  | 824.7512 | 0.00164 |  | 824.7512 | 0.0013114
| 836.6966 | 0.00338 |  | 824.9839 | 0.0087906 |  | 824.984 | 0 |  | 836.4987 | 0.004 |  | 824.9839 | 0.0039881 |  | 824.9839 | 0 |  | 824.984 | 0.00322 |  | 824.9839 | 0.0033314
| 836.9355 | 0.00149 |  | 825.2167 | 0.0061871 |  | 825.2167 | 0 |  | 836.7376 | 0.00481 |  | 825.2167 | 0.0028592 |  | 825.2167 | 0 |  | 825.2167 | 0.00334 |  | 825.2167 | 0.0051068
| 837.1744 | 0.00519 |  | 825.4495 | 0.0084058 |  | 825.4495 | 0 |  | 836.9764 | 0.00521 |  | 825.4495 | 0.0043673 |  | 825.4495 | 0 |  | 825.4495 | 0.0042 |  | 825.4495 | 0.0047342
| 837.4134 | 0.00142 |  | 825.6824 | 0.010463 |  | 825.6824 | 0 |  | 837.2153 | 0.004 |  | 825.6824 | 0.0026043 |  | 825.6824 | 0 |  | 825.6824 | 0.00050211 |  | 825.6824 | 0.0030675
| 837.6523 | 0.00436 |  | 825.9152 | 0.0096179 |  | 825.9152 | 0 |  | 837.4542 | 0.004 |  | 825.9152 | 0.0041296 |  | 825.9152 | 0 |  | 825.9152 | 0.0026 |  | 825.9152 | 0.0036486
| 837.8912 | 0.00057332 |  | 826.148 | 0.0068242 |  | 826.148 | 0 |  | 837.6931 | 0.004 |  | 826.148 | 0.0025665 |  | 826.148 | 0 |  | 826.148 | 0.00057021 |  | 826.148 | 0.0040619
| 838.1302 | 0.0034 |  | 826.3809 | 0.0091816 |  | 826.3809 | 0 |  | 837.932 | 0.00421 |  | 826.3809 | 0.0040734 |  | 826.3809 | 0 |  | 826.3809 | 0.00659 |  | 826.3809 | 0.0049763
| 838.3691 | 0.00277 |  | 826.6137 | 0.0013304 |  | 826.6137 | 0 |  | 838.1709 | 0.004 |  | 826.6137 | 0.0022454 |  | 826.6137 | 0 |  | 826.6137 | 0.00347 |  | 826.6137 | 0.0024352
| 838.6081 | 0.00373 |  | 826.8466 | 0.006223 |  | 826.8466 | 0 |  | 838.4099 | 0.004 |  | 826.8466 | 0.0043663 |  | 826.8466 | 0 |  | 826.8466 | 0.00367 |  | 826.8466 | 0.0054521
| 838.847 | 0.00098214 |  | 827.0794 | 0.0056943 |  | 827.0794 | 0 |  | 838.6488 | 0.004 |  | 827.0794 | 0.0021318 |  | 827.0794 | 0 |  | 827.0794 | 0.00363 |  | 827.0794 | 0.0022084
| 839.086 | 0.00452 |  | 827.3123 | 0.0084685 |  | 827.3123 | 0 |  | 838.8877 | 0.00461 |  | 827.3123 | 0.0044449 |  | 827.3123 | 0 |  | 827.3123 | 0.00508 |  | 827.3123 | 0.0046339
| 839.325 | -0.0003654 |  | 827.5452 | 0.0040818 |  | 827.5452 | 0 |  | 839.1267 | 0.004 |  | 827.5452 | 0.00242 |  | 827.5452 | 0 |  | 827.5452 | 0.00312 |  | 827.5452 | 0.0023079
| 839.564 | 0.00322 |  | 827.778 | 0.0091348 |  | 827.778 | 0 |  | 839.3656 | 0.004 |  | 827.778 | 0.0039496 |  | 827.778 | 0 |  | 827.778 | 0.0022 |  | 827.778 | 0.0041486
| 839.803 | 0.00101 |  | 828.0109 | 0.0034335 |  | 828.0109 | 0 |  | 839.6046 | 0.004 |  | 828.0109 | 0.0026563 |  | 828.0109 | 0 |  | 828.0109 | 0.00548 |  | 828.0109 | 0.0018846
| 840.042 | 0.00345 |  | 828.2438 | 0.0089836 |  | 828.2438 | 0 |  | 839.8436 | 0.004 |  | 828.2438 | 0.0045267 |  | 828.2438 | 0 |  | 828.2438 | 0.00281 |  | 828.2438 | 0.0055963
| 840.281 | 0.00186 |  | 828.4767 | 0.0034653 |  | 828.4767 | 0 |  | 840.0825 | 0.0036 |  | 828.4767 | 0.0026525 |  | 828.4767 | 0 |  | 828.4767 | 0.00037028 |  | 828.4767 | 0.0025562
| 840.52 | 0.00339 |  | 828.7096 | 0.0043086 |  | 828.7096 | 0 |  | 840.3215 | 0.004 |  | 828.7096 | 0.0043748 |  | 828.7096 | 0 |  | 828.7096 | 0.00443 |  | 828.7096 | 0.004387
| 840.7591 | -0.00012391 |  | 828.9425 | 0.0030175 |  | 828.9425 | 0 |  | 840.5605 | 0.004 |  | 828.9425 | 0.0022291 |  | 828.9425 | 0 |  | 828.9425 | 0.00303 |  | 828.9425 | 0.0029877
| 840.9981 | 0.0035 |  | 829.1755 | 0.0096185 |  | 829.1755 | 0 |  | 840.7995 | 0.004 |  | 829.1755 | 0.0040644 |  | 829.1755 | 0 |  | 829.1755 | 0.00655 |  | 829.1755 | 0.0015129
| 841.2372 | 0.00145 |  | 829.4084 | 0.0070385 |  | 829.4084 | 0 |  | 841.0385 | 0.004 |  | 829.4084 | 0.0021842 |  | 829.4084 | 0 |  | 829.4084 | 0.00376 |  | 829.4084 | 0.0032344
| 841.4762 | 0.00306 |  | 829.6413 | 0.009611 |  | 829.6413 | 0 |  | 841.2775 | 0.00501 |  | 829.6413 | 0.0040953 |  | 829.6413 | 0 |  | 829.6413 | 0.00181 |  | 829.6413 | 0.004767
| 841.7153 | 0.00181 |  | 829.8743 | 0.0035219 |  | 829.8743 | 0 |  | 841.5166 | 0.004 |  | 829.8743 | 0.0024632 |  | 829.8743 | 0 |  | 829.8743 | 0.00345 |  | 829.8743 | 0.0023052
| 841.9543 | 0.00444 |  | 830.1072 | 0.0053938 |  | 830.1072 | 0 |  | 841.7556 | 0.00501 |  | 830.1072 | 0.0043023 |  | 830.1072 | 0 |  | 830.1072 | 0.00351 |  | 830.1072 | 0.0044403
| 842.1934 | 0.0019 |  | 830.3402 | 0.0063876 |  | 830.3402 | 0 |  | 841.9946 | 0.00441 |  | 830.3402 | 0.0025756 |  | 830.3402 | 0 |  | 830.3402 | 0.00279 |  | 830.3402 | 0.0018145
| 842.4325 | 0.00356 |  | 830.5732 | 0.0071385 |  | 830.5732 | 0 |  | 842.2337 | 0.00501 |  | 830.5732 | 0.0043225 |  | 830.5732 | 0 |  | 830.5732 | 0.00271 |  | 830.5732 | 0.0033303
| 842.6716 | 0.00175 |  | 830.8062 | 0.0037235 |  | 830.8062 | 0 |  | 842.4727 | 0.0034 |  | 830.8062 | 0.0025938 |  | 830.8062 | 0 |  | 830.8062 | 0.00286 |  | 830.8062 | 0.0022321
| 842.9107 | 0.00217 |  | 831.0391 | 0.0059737 |  | 831.0391 | 0 |  | 842.7118 | 0.004 |  | 831.0391 | 0.0042374 |  | 831.0391 | 0 |  | 831.0391 | 0.00618 |  | 831.0391 | 0.0037664
| 843.1498 | 0.00183 |  | 831.2721 | 0.00393 |  | 831.2721 | 0 |  | 842.9508 | 0.0034 |  | 831.2721 | 0.0023892 |  | 831.2721 | 0 |  | 831.2721 | 0.00226 |  | 831.2721 | 0.0031098
| 843.389 | 0.00194 |  | 831.5051 | 0.0057277 |  | 831.5051 | 0 |  | 843.1899 | 0.00421 |  | 831.5051 | 0.0044885 |  | 831.5051 | 0 |  | 831.5051 | 0.00626 |  | 831.5051 | 0.0026834
| 843.6281 | 0.00216 |  | 831.7381 | 0.0022259 |  | 831.7381 | 0 |  | 843.429 | 0.0032 |  | 831.7381 | 0.0023032 |  | 831.7381 | 0 |  | 831.7381 | 0.00157 |  | 831.7381 | 0.0040011
| 843.8672 | 0.00336 |  | 831.9711 | 0.0094918 |  | 831.9711 | 0 |  | 843.6681 | 0.004 |  | 831.9711 | 0.0042499 |  | 831.9711 | 0 |  | 831.9711 | 0.00345 |  | 831.9711 | 0.0025519
| 844.1064 | 0.00256 |  | 832.2042 | 0.010578 |  | 832.2042 | 0 |  | 843.9072 | 0.004 |  | 832.2042 | 0.0026233 |  | 832.2042 | 0 |  | 832.2042 | 0.00193 |  | 832.2042 | 0.00088757
| 844.3455 | 0.00247 |  | 832.4371 | 0.0073494 |  | 832.4371 | 0 |  | 844.1463 | 0.00441 |  | 832.4371 | 0.0044054 |  | 832.4371 | 0 |  | 832.4371 | 0.00371 |  | 832.4371 | 0.0025783
| 844.5847 | 0.00332 |  | 832.6702 | 0.0023306 |  | 832.6702 | 0 |  | 844.3854 | 0.0028 |  | 832.6702 | 0.0022226 |  | 832.6702 | 0 |  | 832.6702 | 0.00274 |  | 832.6702 | 0.0012725
| 844.8239 | 0.00293 |  | 832.9033 | 0.01023 |  | 832.9033 | 0 |  | 844.6245 | 0.004 |  | 832.9033 | 0.0039618 |  | 832.9033 | 0 |  | 832.9033 | 0.00167 |  | 832.9033 | 0.0045401
| 845.063 | 0.0018 |  | 833.1363 | -0.00020211 |  | 833.1363 | 0 |  | 844.8636 | 0.0038 |  | 833.1363 | 0.00213 |  | 833.1363 | 0 |  | 833.1363 | 0.00188 |  | 833.1363 | 0.0010928
| 845.3022 | 0.00288 |  | 833.3693 | 0.01 |  | 833.3693 | 0 |  | 845.1027 | 0.003 |  | 833.3693 | 0.0043298 |  | 833.3693 | 0 |  | 833.3693 | 0.00621 |  | 833.3693 | 0.0040152
| 845.5414 | 0.00301 |  | 833.6024 | 0.0015821 |  | 833.6024 | 0 |  | 845.3419 | 0.0032 |  | 833.6024 | 0.0023132 |  | 833.6024 | 0 |  | 833.6024 | 0.00276 |  | 833.6024 | 0.0026484
| 845.7806 | 0.00285 |  | 833.8354 | 0.010676 |  | 833.8355 | 0 |  | 845.581 | 0.00421 |  | 833.8354 | 0.0041314 |  | 833.8354 | 0 |  | 833.8355 | 0.00237 |  | 833.8354 | 0.0038672
| 846.0198 | 0.00143 |  | 834.0685 | 0.0075735 |  | 834.0685 | 0 |  | 845.8202 | 0.0036 |  | 834.0685 | 0.002369 |  | 834.0685 | 0 |  | 834.0685 | 0.00452 |  | 834.0685 | 0.0016183
| 846.2591 | 0.00164 |  | 834.3016 | 0.0045876 |  | 834.3016 | 0 |  | 846.0593 | 0.00421 |  | 834.3016 | 0.0042546 |  | 834.3016 | 0 |  | 834.3016 | 0.00252 |  | 834.3016 | 0.003587
| 846.4983 | 0.00404 |  | 834.5347 | 0.006995 |  | 834.5347 | 0 |  | 846.2985 | 0.0032 |  | 834.5347 | 0.0024631 |  | 834.5347 | 0 |  | 834.5347 | 0.00141 |  | 834.5347 | 0.0038902
| 846.7375 | 0.00354 |  | 834.7678 | 0.0071477 |  | 834.7678 | 0 |  | 846.5377 | 0.004 |  | 834.7678 | 0.0040099 |  | 834.7678 | 0 |  | 834.7678 | 0.00496 |  | 834.7678 | 0.0048571
| 846.9768 | 0.00030527 |  | 835.0009 | 0.0081478 |  | 835.0009 | 0 |  | 846.7768 | 0.003 |  | 835.0009 | 0.0021923 |  | 835.0009 | 0 |  | 835.0009 | 0.00342 |  | 835.0009 | 0.0040755
| 847.216 | 0.00386 |  | 835.234 | 0.0082995 |  | 835.234 | 0 |  | 847.016 | 0.0032 |  | 835.234 | 0.0039414 |  | 835.234 | 0 |  | 835.234 | 0.0049 |  | 835.234 | 0.0043385
| 847.4553 | 0.0002071 |  | 835.4672 | 0.0073428 |  | 835.4672 | 0 |  | 847.2552 | 0.003 |  | 835.4672 | 0.0026714 |  | 835.4672 | 0 |  | 835.4672 | -0.00021462 |  | 835.4672 | 0.0029075
| 847.6945 | 0.00233 |  | 835.7003 | 0.0092188 |  | 835.7003 | 0 |  | 847.4944 | 0.0036 |  | 835.7003 | 0.0045133 |  | 835.7003 | 0 |  | 835.7003 | 0.00399 |  | 835.7003 | 0.005926
| 847.9338 | 0.00151 |  | 835.9334 | 0.0068709 |  | 835.9334 | 0 |  | 847.7337 | 0.0018 |  | 835.9334 | 0.0022828 |  | 835.9334 | 0 |  | 835.9334 | 0.00204 |  | 835.9334 | 0.0016239
| 848.1731 | 0.0027 |  | 836.1666 | 0.004467 |  | 836.1666 | 0 |  | 847.9729 | 0.004 |  | 836.1666 | 0.0039463 |  | 836.1666 | 0 |  | 836.1666 | 0.00382 |  | 836.1666 | 0.0030772
| 848.4124 | 0.00201 |  | 836.3997 | 0.0033795 |  | 836.3997 | 0 |  | 848.2121 | 0.003 |  | 836.3997 | 0.0020517 |  | 836.3997 | 0 |  | 836.3997 | 0.00329 |  | 836.3997 | 0.0026287
| 848.6517 | 0.00271 |  | 836.6329 | 0.0071667 |  | 836.6329 | 0 |  | 848.4513 | 0.0032 |  | 836.6329 | 0.0038848 |  | 836.6329 | 0 |  | 836.6329 | 0.0051 |  | 836.6329 | 0.0036781
| 848.891 | 0.00278 |  | 836.866 | 0.0067668 |  | 836.866 | 0 |  | 848.6906 | 0.003 |  | 836.866 | 0.0024198 |  | 836.866 | 0 |  | 836.866 | 0.00304 |  | 836.866 | 0.0025191
| 849.1303 | 0.00185 |  | 837.0992 | 0.010362 |  | 837.0992 | 0 |  | 848.9298 | 0.0038 |  | 837.0992 | 0.0042915 |  | 837.0992 | 0 |  | 837.0992 | 0.00367 |  | 837.0992 | 0.0044338
| 849.3696 | -8.6244e-05 |  | 837.3324 | 0.0029414 |  | 837.3324 | 0 |  | 849.1691 | 0.003 |  | 837.3324 | 0.002112 |  | 837.3324 | 0 |  | 837.3324 | 0.00415 |  | 837.3324 | 0.0025222
| 849.609 | 0.00262 |  | 837.5656 | 0.010013 |  | 837.5656 | 0 |  | 849.4083 | 0.00481 |  | 837.5656 | 0.0036452 |  | 837.5656 | 0 |  | 837.5656 | 0.00472 |  | 837.5656 | 0.004164
| 849.8483 | 0.0015 |  | 837.7988 | 0.007021 |  | 837.7988 | 0 |  | 849.6476 | 0.003 |  | 837.7988 | 0.0025285 |  | 837.7988 | 0 |  | 837.7988 | 0.00254 |  | 837.7988 | 0.0022762
| 850.0877 | 0.00259 |  | 838.032 | 0.010413 |  | 838.032 | 0 |  | 849.8869 | 0.004 |  | 838.032 | 0.0040305 |  | 838.032 | 0 |  | 838.032 | 0.00197 |  | 838.032 | 0.0037321
| 850.327 | 0.0016 |  | 838.2651 | 0.0022023 |  | 838.2651 | 0 |  | 850.1261 | 0.0022 |  | 838.2651 | 0.0020838 |  | 838.2651 | 0 |  | 838.2651 | 0.00499 |  | 838.2651 | 0.0025036
| 850.5664 | 0.00212 |  | 838.4984 | 0.0085683 |  | 838.4983 | 0 |  | 850.3654 | 0.0032 |  | 838.4984 | 0.0039422 |  | 838.4984 | 0 |  | 838.4983 | 0.00371 |  | 838.4984 | 0.0037625
| 850.8057 | 0.00234 |  | 838.7316 | 0.00049666 |  | 838.7316 | 0 |  | 850.6047 | 0.002 |  | 838.7316 | 0.0024228 |  | 838.7316 | 0 |  | 838.7316 | 0.00118 |  | 838.7316 | 0.0015327
| 851.0451 | 0.00338 |  | 838.9648 | 0.0070267 |  | 838.9648 | 0 |  | 850.844 | 0.0038 |  | 838.9648 | 0.0040472 |  | 838.9648 | 0 |  | 838.9648 | 0.00379 |  | 838.9648 | 0.0048301
| 851.2845 | 0.00163 |  | 839.1981 | 0.0097829 |  | 839.1981 | 0 |  | 851.0833 | 0.0036 |  | 839.1981 | 0.0018778 |  | 839.1981 | 0 |  | 839.1981 | 0.00232 |  | 839.1981 | 0.0031718
| 851.5239 | 0.00192 |  | 839.4313 | 0.0095639 |  | 839.4313 | 0 |  | 851.3226 | 0.0036 |  | 839.4313 | 0.0042068 |  | 839.4313 | 0 |  | 839.4313 | 0.0011 |  | 839.4313 | 0.0045091
| 851.7633 | 0.00134 |  | 839.6646 | 0.0065005 |  | 839.6645 | 0 |  | 851.562 | 0.0032 |  | 839.6646 | 0.0019917 |  | 839.6646 | 0 |  | 839.6645 | 0.00339 |  | 839.6646 | 0.0037064
| 852.0027 | 0.00248 |  | 839.8978 | 0.0063546 |  | 839.8978 | 0 |  | 851.8013 | 0.003 |  | 839.8978 | 0.0042041 |  | 839.8978 | 0 |  | 839.8978 | 0.00401 |  | 839.8978 | 0.0049935
| 852.2422 | 0.00075591 |  | 840.1311 | 0.0049926 |  | 840.1311 | 0 |  | 852.0407 | 0.003 |  | 840.1311 | 0.00226 |  | 840.1311 | 0 |  | 840.1311 | 0.00211 |  | 840.1311 | 0.0035196
| 852.4816 | 0.00253 |  | 840.3644 | 0.0079274 |  | 840.3644 | 0 |  | 852.28 | 0.003 |  | 840.3644 | 0.0041814 |  | 840.3644 | 0 |  | 840.3644 | 0.00623 |  | 840.3644 | 0.0028497
| 852.721 | 0.00025769 |  | 840.5977 | 0.0042613 |  | 840.5977 | 0 |  | 852.5194 | 0.002 |  | 840.5977 | 0.0019508 |  | 840.5977 | 0 |  | 840.5977 | 0.00062493 |  | 840.5977 | 0.0013023
| 852.9605 | 0.00323 |  | 840.8309 | 0.0071334 |  | 840.8309 | 0 |  | 852.7587 | 0.0032 |  | 840.8309 | 0.004065 |  | 840.8309 | 0 |  | 840.8309 | 0.00269 |  | 840.8309 | 0.0028732
| 853.1999 | 0.00216 |  | 841.0642 | 0.0089044 |  | 841.0642 | 0 |  | 852.9981 | 0.003 |  | 841.0642 | 0.0020971 |  | 841.0642 | 0 |  | 841.0642 | 0.00336 |  | 841.0642 | 0.0027312
| 853.4394 | 0.00369 |  | 841.2975 | 0.0091744 |  | 841.2975 | 0 |  | 853.2374 | 0.0034 |  | 841.2975 | 0.0039725 |  | 841.2975 | 0 |  | 841.2975 | 0.00256 |  | 841.2975 | 0.0033926
| 853.6788 | -0.00030971 |  | 841.5308 | 0.00087661 |  | 841.5308 | 0 |  | 853.4768 | 0.003 |  | 841.5308 | 0.0022834 |  | 841.5308 | 0 |  | 841.5308 | 0.00145 |  | 841.5308 | 0.00017265
| 853.9183 | 0.00169 |  | 841.7641 | 0.0092374 |  | 841.7641 | 0 |  | 853.7162 | 0.0028 |  | 841.7641 | 0.0037836 |  | 841.7641 | 0 |  | 841.7641 | 0.00487 |  | 841.7641 | 0.0042868
| 854.1578 | 0.00043137 |  | 841.9974 | 0.0063461 |  | 841.9974 | 0 |  | 853.9556 | 0.0022 |  | 841.9974 | 0.0023988 |  | 841.9974 | 0 |  | 841.9974 | 0.00089835 |  | 841.9974 | 0.0026832
| 854.3973 | 0.00163 |  | 842.2308 | 0.0060404 |  | 842.2308 | 0 |  | 854.195 | 0.0038 |  | 842.2308 | 0.0041531 |  | 842.2308 | 0 |  | 842.2308 | 0.00414 |  | 842.2308 | 0.0041993
| 854.6368 | 0.00106 |  | 842.4641 | 0.0038566 |  | 842.4641 | 0 |  | 854.4344 | 0.002 |  | 842.4641 | 0.0019431 |  | 842.4641 | 0 |  | 842.4641 | 0.00080986 |  | 842.4641 | 0.0011013
| 854.8763 | 0.00244 |  | 842.6974 | 0.0041282 |  | 842.6975 | 0 |  | 854.6738 | 0.0032 |  | 842.6974 | 0.0041858 |  | 842.6974 | 0 |  | 842.6975 | 0.00453 |  | 842.6974 | 0.0053654
| 855.1158 | 0.00271 |  | 842.9308 | 0.0033634 |  | 842.9308 | 0 |  | 854.9133 | 0.0038 |  | 842.9308 | 0.0020477 |  | 842.9308 | 0 |  | 842.9308 | 0.00257 |  | 842.9308 | 0.002995
| 855.3554 | 0.00254 |  | 843.1642 | 0.0064392 |  | 843.1642 | 0 |  | 855.1527 | 0.0032 |  | 843.1642 | 0.0036675 |  | 843.1642 | 0 |  | 843.1642 | 0.00381 |  | 843.1642 | 0.0033542
| 855.5949 | 0.0003492 |  | 843.3975 | 0.0059181 |  | 843.3975 | 0 |  | 855.3921 | 0.0022 |  | 843.3975 | 0.0019769 |  | 843.3975 | 0 |  | 843.3975 | 0.00141 |  | 843.3975 | 0.0024635
| 855.8344 | 0.00354 |  | 843.6309 | 0.0064942 |  | 843.6309 | 0 |  | 855.6316 | 0.0034 |  | 843.6309 | 0.0041557 |  | 843.6309 | 0 |  | 843.6309 | 0.00497 |  | 843.6309 | 0.0038874
| 856.074 | 0.00095303 |  | 843.8643 | 0.0019012 |  | 843.8643 | 0 |  | 855.871 | 0.0032 |  | 843.8643 | 0.001985 |  | 843.8643 | 0 |  | 843.8643 | 0.00167 |  | 843.8643 | 0.0018555
| 856.3135 | 0.00246 |  | 844.0977 | 0.0068689 |  | 844.0977 | 0 |  | 856.1105 | 0.0034 |  | 844.0977 | 0.0040715 |  | 844.0977 | 0 |  | 844.0977 | 0.00517 |  | 844.0977 | 0.0055486
| 856.5531 | 0.00163 |  | 844.3311 | 0.0031869 |  | 844.3311 | 0 |  | 856.35 | 0.0024 |  | 844.3311 | 0.0022268 |  | 844.3311 | 0 |  | 844.3311 | 0.00197 |  | 844.3311 | 0.0030671
| 856.7927 | -0.00039502 |  | 844.5645 | 0.0074536 |  | 844.5644 | 0 |  | 856.5894 | 0.002 |  | 844.5645 | 0.0037056 |  | 844.5645 | 0 |  | 844.5644 | 0.00313 |  | 844.5645 | 0.0024924
| 857.0322 | 0.00069312 |  | 844.7979 | 0.0024071 |  | 844.7979 | 0 |  | 856.8289 | 0.002 |  | 844.7979 | 0.0023619 |  | 844.7979 | 0 |  | 844.7979 | 0.00171 |  | 844.7979 | 0.00065564
| 857.2718 | 0.00102 |  | 845.0313 | 0.0087132 |  | 845.0313 | 0 |  | 857.0684 | 0.0026 |  | 845.0313 | 0.0041251 |  | 845.0313 | 0 |  | 845.0313 | 0.00546 |  | 845.0313 | 0.0040542
| 857.5114 | 0.00043201 |  | 845.2647 | 0.0085134 |  | 845.2647 | 0 |  | 857.3079 | 0.0016 |  | 845.2647 | 0.0020815 |  | 845.2647 | 0 |  | 845.2647 | 0.0018 |  | 845.2647 | 0.0016343
| 857.751 | 0.00352 |  | 845.4981 | 0.011479 |  | 845.4981 | 0 |  | 857.5474 | 0.003 |  | 845.4981 | 0.0039417 |  | 845.4981 | 0 |  | 845.4981 | 0.00183 |  | 845.4981 | 0.0038588
| 857.9906 | 0.00193 |  | 845.7316 | 0.0042587 |  | 845.7316 | 0 |  | 857.7869 | 0.003 |  | 845.7316 | 0.0021937 |  | 845.7316 | 0 |  | 845.7316 | 0.00416 |  | 845.7316 | 0.0020003
| 858.2303 | 0.00419 |  | 845.965 | 0.0070338 |  | 845.965 | 0 |  | 858.0264 | 0.003 |  | 845.965 | 0.0041376 |  | 845.965 | 0 |  | 845.965 | 0.00353 |  | 845.965 | 0.0059325
| 858.4699 | 0.00084066 |  | 846.1985 | 0.0025842 |  | 846.1985 | 0 |  | 858.2659 | 0.003 |  | 846.1985 | 0.0019492 |  | 846.1985 | 0 |  | 846.1985 | 0.00381 |  | 846.1985 | 0.0038608
| 858.7095 | 0.00293 |  | 846.4319 | 0.010072 |  | 846.432 | 0 |  | 858.5055 | 0.003 |  | 846.4319 | 0.0041164 |  | 846.4319 | 0 |  | 846.432 | 0.00267 |  | 846.4319 | 0.0060875
| 858.9492 | 0.00159 |  | 846.6654 | 0.0028598 |  | 846.6654 | 0 |  | 858.745 | 0.0024 |  | 846.6654 | 0.0021489 |  | 846.6654 | 0 |  | 846.6654 | 0.0036 |  | 846.6654 | 0.00029489
| 859.1888 | 0.00418 |  | 846.8989 | 0.005557 |  | 846.8989 | 0 |  | 858.9846 | 0.0026 |  | 846.8989 | 0.0045065 |  | 846.8989 | 0 |  | 846.8989 | 0.00258 |  | 846.8989 | 0.0039587
| 859.4285 | -0.00061895 |  | 847.1323 | 0.00077524 |  | 847.1323 | 0 |  | 859.2241 | 0.0022 |  | 847.1323 | 0.0019018 |  | 847.1323 | 0 |  | 847.1323 | 0.00112 |  | 847.1323 | 0.0036114
| 859.6681 | 0.00159 |  | 847.3658 | 0.0073011 |  | 847.3658 | 0 |  | 859.4637 | 0.003 |  | 847.3658 | 0.0037341 |  | 847.3658 | 0 |  | 847.3658 | 0.00129 |  | 847.3658 | 0.003025
| 859.9078 | 0.00092689 |  | 847.5993 | 0.0072745 |  | 847.5993 | 0 |  | 859.7032 | 0.0026 |  | 847.5993 | 0.0019464 |  | 847.5993 | 0 |  | 847.5993 | 0.00054937 |  | 847.5993 | 0.0022648
| 860.1475 | 0.00253 |  | 847.8328 | 0.011677 |  | 847.8328 | 0 |  | 859.9428 | 0.0026 |  | 847.8328 | 0.0046133 |  | 847.8328 | 0 |  | 847.8328 | 0.00297 |  | 847.8328 | 0.0017244
| 860.3872 | 0.00171 |  | 848.0663 | 0.0044369 |  | 848.0664 | 0 |  | 860.1824 | 0.0024 |  | 848.0663 | 0.0019944 |  | 848.0663 | 0 |  | 848.0664 | 0.00314 |  | 848.0663 | -6.1318e-05
| 860.6269 | 0.00367 |  | 848.2999 | 0.0097608 |  | 848.2999 | 0 |  | 860.422 | 0.003 |  | 848.2999 | 0.0038708 |  | 848.2999 | 0 |  | 848.2999 | 0.00242 |  | 848.2999 | 0.0038917
| 860.8666 | 0.00196 |  | 848.5334 | 0.00087396 |  | 848.5334 | 0 |  | 860.6616 | 0.0028 |  | 848.5334 | 0.0021648 |  | 848.5334 | 0 |  | 848.5334 | 0.00118 |  | 848.5334 | 0.002811
| 861.1063 | 0.0029 |  | 848.7669 | 0.0077951 |  | 848.7669 | 0 |  | 860.9012 | 0.0022 |  | 848.7669 | 0.0041175 |  | 848.7669 | 0 |  | 848.7669 | 0.0038 |  | 848.7669 | 0.0067861
| 861.346 | 0.00184 |  | 849.0004 | 0.0019966 |  | 849.0004 | 0 |  | 861.1408 | 0.002 |  | 849.0004 | 0.0020336 |  | 849.0004 | 0 |  | 849.0004 | 0.00378 |  | 849.0004 | 0.0035919
| 861.5858 | 0.00285 |  | 849.2339 | 0.0051671 |  | 849.234 | 0 |  | 861.3804 | 0.003 |  | 849.2339 | 0.0042307 |  | 849.2339 | 0 |  | 849.234 | 0.00304 |  | 849.2339 | 0.0043416
| 861.8255 | -5.6747e-05 |  | 849.4675 | 0.002807 |  | 849.4675 | 0 |  | 861.62 | 0.0032 |  | 849.4675 | 0.0021245 |  | 849.4675 | 0 |  | 849.4675 | 0.00056165 |  | 849.4675 | 0.0017611
| 862.0653 | 0.00192 |  | 849.701 | 0.0078303 |  | 849.7011 | 0 |  | 861.8596 | 0.003 |  | 849.701 | 0.0037781 |  | 849.701 | 0 |  | 849.7011 | 0.0065 |  | 849.701 | 0.0044726
| 862.305 | 0.00131 |  | 849.9346 | 0.0060681 |  | 849.9346 | 0 |  | 862.0993 | 0.003 |  | 849.9346 | 0.0019354 |  | 849.9346 | 0 |  | 849.9346 | 0.00264 |  | 849.9346 | 0.0030558
| 862.5448 | 0.00211 |  | 850.1682 | 0.0062379 |  | 850.1682 | 0 |  | 862.3389 | 0.003 |  | 850.1682 | 0.0038596 |  | 850.1682 | 0 |  | 850.1682 | 0.00182 |  | 850.1682 | 0.0043284
| 862.7845 | -0.002 |  | 850.4018 | -5.8485e-05 |  | 850.4018 | 0 |  | 862.5786 | 0.0036 |  | 850.4018 | 0.0019082 |  | 850.4018 | 0 |  | 850.4018 | 0.00186 |  | 850.4018 | 0.0017122
| 863.0243 | 0.00219 |  | 850.6354 | 0.0063914 |  | 850.6354 | 0 |  | 862.8182 | 0.003 |  | 850.6354 | 0.0033822 |  | 850.6354 | 0 |  | 850.6354 | 0.00296 |  | 850.6354 | 0.0029733
| 863.2641 | 9.6343e-05 |  | 850.869 | 0.0008472 |  | 850.869 | 0 |  | 863.0579 | 0.003 |  | 850.869 | 0.0020387 |  | 850.869 | 0 |  | 850.869 | 0.00457 |  | 850.869 | 0.003861
| 863.5039 | 0.00103 |  | 851.1025 | 0.012421 |  | 851.1025 | 0 |  | 863.2976 | 0.0026 |  | 851.1025 | 0.0043494 |  | 851.1025 | 0 |  | 851.1025 | 0.0025 |  | 851.1025 | 0.0031841
| 863.7437 | 0.00034862 |  | 851.3362 | 0.0042554 |  | 851.3362 | 0 |  | 863.5372 | 0.002 |  | 851.3362 | 0.0022282 |  | 851.3362 | 0 |  | 851.3362 | 0.00238 |  | 851.3362 | 0.0039976
| 863.9835 | 0.00336 |  | 851.5698 | 0.0068088 |  | 851.5698 | 0 |  | 863.7769 | 0.003 |  | 851.5698 | 0.0037469 |  | 851.5698 | 0 |  | 851.5698 | 0.00386 |  | 851.5698 | 0.0048925
| 864.2233 | -0.00121 |  | 851.8034 | 0.0040622 |  | 851.8034 | 0 |  | 864.0166 | 0.003 |  | 851.8034 | 0.0023062 |  | 851.8034 | 0 |  | 851.8034 | 0.00452 |  | 851.8034 | 0.0051151
| 864.4632 | 0.00081336 |  | 852.037 | 0.0053918 |  | 852.0371 | 0 |  | 864.2563 | 0.0026 |  | 852.037 | 0.0039892 |  | 852.037 | 0 |  | 852.0371 | 0.00364 |  | 852.037 | 0.0064369
| 864.703 | -0.00044416 |  | 852.2707 | 0.0054864 |  | 852.2707 | 0 |  | 864.496 | 0.0028 |  | 852.2707 | 0.0023028 |  | 852.2707 | 0 |  | 852.2707 | -0.00082964 |  | 852.2707 | 0.0022251
| 864.9428 | 0.00315 |  | 852.5043 | 0.0078969 |  | 852.5043 | 0 |  | 864.7357 | 0.002 |  | 852.5043 | 0.0039791 |  | 852.5043 | 0 |  | 852.5043 | 0.00457 |  | 852.5043 | 0.0049297
| 865.1827 | 0.0014 |  | 852.738 | 0.0017798 |  | 852.738 | 0 |  | 864.9754 | 0.0026 |  | 852.738 | 0.001816 |  | 852.738 | 0 |  | 852.738 | 0.00271 |  | 852.738 | -0.00013471
| 865.4225 | 0.00082744 |  | 852.9716 | 0.008405 |  | 852.9716 | 0 |  | 865.2152 | 0.0024 |  | 852.9716 | 0.0044374 |  | 852.9716 | 0 |  | 852.9716 | 0.00151 |  | 852.9716 | 0.007969
| 865.6624 | 0.00192 |  | 853.2053 | 0.00277 |  | 853.2053 | 0 |  | 865.4549 | 0.003 |  | 853.2053 | 0.0016908 |  | 853.2053 | 0 |  | 853.2053 | 0.00207 |  | 853.2053 | 0.0029427
| 865.9023 | 0.00472 |  | 853.439 | 0.0052437 |  | 853.439 | 0 |  | 865.6946 | 0.003 |  | 853.439 | 0.0041801 |  | 853.439 | 0 |  | 853.439 | 0.00271 |  | 853.439 | 0.0045619
| 866.1422 | 0.00077508 |  | 853.6726 | 0.0054352 |  | 853.6726 | 0 |  | 865.9344 | 0.0026 |  | 853.6726 | 0.0017198 |  | 853.6726 | 0 |  | 853.6726 | 0.00102 |  | 853.6726 | 0.004214
| 866.382 | 0.0021 |  | 853.9063 | 0.0060011 |  | 853.9063 | 0 |  | 866.1741 | 0.0022 |  | 853.9063 | 0.0042658 |  | 853.9063 | 0 |  | 853.9063 | 0.00332 |  | 853.9063 | 0.0033203
| 866.6219 | -0.00017709 |  | 854.14 | 0.0053838 |  | 854.14 | 0 |  | 866.4139 | 0.0036 |  | 854.14 | 0.00221 |  | 854.14 | 0 |  | 854.14 | 0.00227 |  | 854.14 | 0.0039008
| 866.8618 | 0.00211 |  | 854.3737 | 0.0086308 |  | 854.3737 | 0 |  | 866.6537 | 0.0026 |  | 854.3737 | 0.004551 |  | 854.3737 | 0 |  | 854.3737 | 0.00339 |  | 854.3737 | 0.0041303
| 867.1018 | -0.0011 |  | 854.6074 | 0.0010004 |  | 854.6074 | 0 |  | 866.8934 | 0.003 |  | 854.6074 | 0.0022005 |  | 854.6074 | 0 |  | 854.6074 | 0.00088178 |  | 854.6074 | 0.0011202
| 867.3417 | 0.00298 |  | 854.8411 | 0.0081544 |  | 854.8411 | 0 |  | 867.1332 | 0.002 |  | 854.8411 | 0.0043642 |  | 854.8411 | 0 |  | 854.8411 | 0.00359 |  | 854.8411 | 0.0050582
| 867.5816 | -5.3239e-05 |  | 855.0748 | 0.003699 |  | 855.0748 | 0 |  | 867.373 | 0.003 |  | 855.0748 | 0.001782 |  | 855.0748 | 0 |  | 855.0748 | 0.00082059 |  | 855.0748 | 0.0019229
| 867.8215 | 0.00218 |  | 855.3085 | 0.0051724 |  | 855.3085 | 0 |  | 867.6128 | 0.0034 |  | 855.3085 | 0.004383 |  | 855.3085 | 0 |  | 855.3085 | 0.00414 |  | 855.3085 | 0.0048876
| 868.0615 | 0.00028207 |  | 855.5423 | 0.0005537 |  | 855.5423 | 0 |  | 867.8526 | 0.003 |  | 855.5423 | 0.0019191 |  | 855.5423 | 0 |  | 855.5423 | 0.00438 |  | 855.5423 | 0.0020894
| 868.3014 | -3.9085e-05 |  | 855.776 | 0.010373 |  | 855.776 | 0 |  | 868.0924 | 0.0028 |  | 855.776 | 0.0039916 |  | 855.776 | 0 |  | 855.776 | 0.00602 |  | 855.776 | 0.0041877
| 868.5414 | -0.00062866 |  | 856.0098 | 0.00041646 |  | 856.0098 | 0 |  | 868.3322 | 0.0032 |  | 856.0098 | 0.0024374 |  | 856.0098 | 0 |  | 856.0098 | 0.00196 |  | 856.0098 | 0.0015176
| 868.7813 | 0.00056752 |  | 856.2435 | 0.0116 |  | 856.2435 | 0 |  | 868.572 | 0.002 |  | 856.2435 | 0.0043549 |  | 856.2435 | 0 |  | 856.2435 | 0.00194 |  | 856.2435 | 0.0052299
| 869.0213 | -0.00011734 |  | 856.4773 | 0.0033753 |  | 856.4773 | 0 |  | 868.8119 | 0.0028 |  | 856.4773 | 0.0019157 |  | 856.4773 | 0 |  | 856.4773 | 2.0877e-05 |  | 856.4773 | 0.0013146
| 869.2613 | 0.00291 |  | 856.7111 | 0.0087048 |  | 856.7111 | 0 |  | 869.0517 | 0.0026 |  | 856.7111 | 0.0042908 |  | 856.7111 | 0 |  | 856.7111 | 0.00333 |  | 856.7111 | 0.0030019
| 869.5013 | -0.00219 |  | 856.9448 | 0.0034 |  | 856.9448 | 0 |  | 869.2916 | 0.0036 |  | 856.9448 | 0.002174 |  | 856.9448 | 0 |  | 856.9448 | -0.00076521 |  | 856.9448 | 0.0014235
| 869.7413 | 0.00206 |  | 857.1786 | 0.0065111 |  | 857.1786 | 0 |  | 869.5314 | 0.003 |  | 857.1786 | 0.0043395 |  | 857.1786 | 0 |  | 857.1786 | 0.00444 |  | 857.1786 | 0.0039717
| 869.9813 | 0.00052081 |  | 857.4124 | 0.0050243 |  | 857.4124 | 0 |  | 869.7713 | 0.0036 |  | 857.4124 | 0.0020486 |  | 857.4124 | 0 |  | 857.4124 | 0.00035165 |  | 857.4124 | 0.0021581
| 870.2213 | 0.00178 |  | 857.6462 | 0.00563 |  | 857.6462 | 0 |  | 870.0111 | 0.0028 |  | 857.6462 | 0.0043263 |  | 857.6462 | 0 |  | 857.6462 | 0.00448 |  | 857.6462 | 0.00351
| 870.4613 | -0.00027471 |  | 857.88 | 0.0041958 |  | 857.88 | 0 |  | 870.251 | 0.003 |  | 857.88 | 0.0017968 |  | 857.88 | 0 |  | 857.88 | -0.0005029 |  | 857.88 | 0.0032703
| 870.7014 | 0.00074099 |  | 858.1138 | 0.005927 |  | 858.1138 | 0 |  | 870.4909 | 0.002 |  | 858.1138 | 0.0044513 |  | 858.1138 | 0 |  | 858.1138 | 0.000507 |  | 858.1138 | 0.0030621
| 870.9414 | 0.00156 |  | 858.3477 | 0.0017907 |  | 858.3477 | 0 |  | 870.7307 | 0.002 |  | 858.3477 | 0.0018971 |  | 858.3477 | 0 |  | 858.3477 | 0.00143 |  | 858.3477 | 0.00094425
| 871.1814 | 0.00278 |  | 858.5814 | 0.01047 |  | 858.5814 | 0 |  | 870.9706 | 0.003 |  | 858.5814 | 0.0041969 |  | 858.5814 | 0 |  | 858.5814 | 0.00373 |  | 858.5814 | 0.0035856
| 871.4215 | -0.0016 |  | 858.8153 | 0.0053028 |  | 858.8153 | 0 |  | 871.2105 | 0.003 |  | 858.8153 | 0.0019862 |  | 858.8153 | 0 |  | 858.8153 | 0.00245 |  | 858.8153 | 0.0039249
| 871.6616 | 0.00189 |  | 859.0491 | 0.0094325 |  | 859.0491 | 0 |  | 871.4504 | 0.0018 |  | 859.0491 | 0.0042094 |  | 859.0491 | 0 |  | 859.0491 | 0.00487 |  | 859.0491 | 0.005167
| 871.9016 | -0.00243 |  | 859.283 | -0.002953 |  | 859.283 | 0 |  | 871.6903 | 0.003 |  | 859.283 | 0.0021945 |  | 859.283 | 0 |  | 859.283 | 0.00136 |  | 859.283 | -0.00080185
| 872.1417 | 0.00183 |  | 859.5168 | 0.010537 |  | 859.5168 | 0 |  | 871.9303 | 0.0022 |  | 859.5168 | 0.0045696 |  | 859.5168 | 0 |  | 859.5168 | 0.00204 |  | 859.5168 | 0.0048122
| 872.3818 | 0.00106 |  | 859.7507 | 0.0025776 |  | 859.7507 | 0 |  | 872.1702 | 0.0024 |  | 859.7507 | 0.0023186 |  | 859.7507 | 0 |  | 859.7507 | 0.00288 |  | 859.7507 | 0.0017088
| 872.6219 | 0.00099373 |  | 859.9846 | 0.006449 |  | 859.9846 | 0 |  | 872.4101 | 0.002 |  | 859.9846 | 0.0045739 |  | 859.9846 | 0 |  | 859.9846 | 0.00409 |  | 859.9846 | 0.0053378
| 872.862 | -0.00321 |  | 860.2184 | 0.0025585 |  | 860.2184 | 0 |  | 872.6501 | 0.003 |  | 860.2184 | 0.0019509 |  | 860.2184 | 0 |  | 860.2184 | 0.00010105 |  | 860.2184 | 0.0033218
| 873.1021 | 0.00162 |  | 860.4523 | 0.012206 |  | 860.4523 | 0 |  | 872.89 | 0.0028 |  | 860.4523 | 0.0045039 |  | 860.4523 | 0 |  | 860.4523 | 0.00512 |  | 860.4523 | 0.0042888
| 873.3422 | -0.0002289 |  | 860.6862 | 0.0046275 |  | 860.6862 | 0 |  | 873.13 | 0.0038 |  | 860.6862 | 0.0020589 |  | 860.6862 | 0 |  | 860.6862 | 0.00010024 |  | 860.6862 | 0.0019988
| 873.5823 | 0.00156 |  | 860.92 | 0.012099 |  | 860.92 | 0 |  | 873.3699 | 0.0022 |  | 860.92 | 0.0042198 |  | 860.92 | 0 |  | 860.92 | 0.00366 |  | 860.92 | 0.0028424
| 873.8224 | -0.00088178 |  | 861.154 | 0.0031752 |  | 861.154 | 0 |  | 873.6099 | 0.0036 |  | 861.154 | 0.001759 |  | 861.154 | 0 |  | 861.154 | 0.00068023 |  | 861.154 | 0.00032074
| 874.0626 | 0.00595 |  | 861.3879 | 0.0068717 |  | 861.3879 | 0 |  | 873.8499 | 0.0038 |  | 861.3879 | 0.004384 |  | 861.3879 | 0 |  | 861.3879 | 0.00212 |  | 861.3879 | 0.0034338
| 874.3027 | -0.00069708 |  | 861.6218 | 0.007028 |  | 861.6218 | 0 |  | 874.0898 | 0.00461 |  | 861.6218 | 0.0022095 |  | 861.6218 | 0 |  | 861.6218 | 0.00096849 |  | 861.6218 | 0.0050938
| 874.5429 | 0.00247 |  | 861.8557 | 0.0092062 |  | 861.8557 | 0 |  | 874.3298 | 0.0012 |  | 861.8557 | 0.0047143 |  | 861.8557 | 0 |  | 861.8557 | 0.00373 |  | 861.8557 | 0.0060541
| 874.783 | -0.00258 |  | 862.0897 | 0.0030094 |  | 862.0897 | 0 |  | 874.5698 | 0.0034 |  | 862.0897 | 0.001969 |  | 862.0897 | 0 |  | 862.0897 | 0.00292 |  | 862.0897 | 0.0010616
| 875.0232 | -0.00047476 |  | 862.3236 | 0.010534 |  | 862.3236 | 0 |  | 874.8098 | 0.0014 |  | 862.3236 | 0.0045028 |  | 862.3236 | 0 |  | 862.3236 | 0.00547 |  | 862.3236 | 0.0037348
| 875.2634 | 0.00235 |  | 862.5575 | 0.0058655 |  | 862.5575 | 0 |  | 875.0498 | 0.0038 |  | 862.5575 | 0.0021369 |  | 862.5575 | 0 |  | 862.5575 | 0.00051 |  | 862.5575 | 0.003089
| 875.5036 | 0.00050136 |  | 862.7914 | 0.010568 |  | 862.7914 | 0 |  | 875.2898 | 0.0018 |  | 862.7914 | 0.0045509 |  | 862.7914 | 0 |  | 862.7914 | 0.00363 |  | 862.7914 | 0.004162
| 875.7437 | -0.00233 |  | 863.0255 | 0.0003136 |  | 863.0254 | 0 |  | 875.5299 | 0.0012 |  | 863.0255 | 0.0016621 |  | 863.0255 | 0 |  | 863.0254 | 0.00173 |  | 863.0255 | 0.0024518
| 875.984 | 0.00147 |  | 863.2594 | 0.0073506 |  | 863.2594 | 0 |  | 875.7699 | 0.0038 |  | 863.2594 | 0.0046287 |  | 863.2594 | 0 |  | 863.2594 | 0.00468 |  | 863.2594 | 0.0044957
| 876.2242 | -0.00113 |  | 863.4933 | -0.0027343 |  | 863.4933 | 0 |  | 876.0099 | 0.0018 |  | 863.4933 | 0.0022621 |  | 863.4933 | 0 |  | 863.4933 | 0.00325 |  | 863.4933 | 0.0019567
| 876.4644 | 0.00193 |  | 863.7274 | 0.010247 |  | 863.7274 | 0 |  | 876.25 | 0.0036 |  | 863.7274 | 0.0040526 |  | 863.7274 | 0 |  | 863.7274 | 0.00373 |  | 863.7274 | 0.0045837
| 876.7046 | -0.00184 |  | 863.9613 | 0.0074087 |  | 863.9613 | 0 |  | 876.49 | 0.003 |  | 863.9613 | 0.0021889 |  | 863.9613 | 0 |  | 863.9613 | 0.00316 |  | 863.9613 | 0.0019268
| 876.9448 | 0.00099964 |  | 864.1953 | 0.0041632 |  | 864.1953 | 0 |  | 876.7301 | 0.0026 |  | 864.1953 | 0.0045545 |  | 864.1953 | 0 |  | 864.1953 | 0.00675 |  | 864.1953 | 0.0047626
| 877.1851 | -0.00213 |  | 864.4293 | 0.0011568 |  | 864.4293 | 0 |  | 876.9701 | 0.0016 |  | 864.4293 | 0.0022638 |  | 864.4293 | 0 |  | 864.4293 | 0.00291 |  | 864.4293 | 0.0019377
| 877.4253 | 0.00221 |  | 864.6633 | 0.010124 |  | 864.6633 | 0 |  | 877.2102 | 0.0034 |  | 864.6633 | 0.0046538 |  | 864.6633 | 0 |  | 864.6633 | 0.00119 |  | 864.6633 | 0.0032569
| 877.6656 | -0.00117 |  | 864.8973 | 0.0026899 |  | 864.8973 | 0 |  | 877.4502 | 0.002 |  | 864.8973 | 0.0020316 |  | 864.8973 | 0 |  | 864.8973 | 0.00373 |  | 864.8973 | 0.0039107
| 877.9058 | 0.00057396 |  | 865.1313 | 0.0075332 |  | 865.1313 | 0 |  | 877.6903 | 0.0036 |  | 865.1313 | 0.0039385 |  | 865.1313 | 0 |  | 865.1313 | 0.00303 |  | 865.1313 | 0.0054675
| 878.1461 | 0.00172 |  | 865.3654 | 0.0070489 |  | 865.3654 | 0 |  | 877.9304 | 0.0036 |  | 865.3654 | 0.0020855 |  | 865.3654 | 0 |  | 865.3654 | 0.00463 |  | 865.3654 | 0.00075388
| 878.3864 | 0.00344 |  | 865.5994 | 0.0072817 |  | 865.5994 | 0 |  | 878.1705 | 0.003 |  | 865.5994 | 0.0042334 |  | 865.5994 | 0 |  | 865.5994 | 0.00706 |  | 865.5994 | 0.0043728
| 878.6267 | -0.00041712 |  | 865.8334 | 0.0042439 |  | 865.8334 | 0 |  | 878.4106 | 0.0026 |  | 865.8334 | 0.0020284 |  | 865.8334 | 0 |  | 865.8334 | 0.00263 |  | 865.8334 | 0.0024281
| 878.8669 | 0.0015 |  | 866.0675 | 0.011389 |  | 866.0675 | 0 |  | 878.6507 | 0.0034 |  | 866.0675 | 0.0045835 |  | 866.0675 | 0 |  | 866.0675 | 0.00574 |  | 866.0675 | 0.0031462
| 879.1072 | -0.00174 |  | 866.3015 | 0.0075117 |  | 866.3015 | 0 |  | 878.8908 | 0.0026 |  | 866.3015 | 0.0020862 |  | 866.3015 | 0 |  | 866.3015 | 0.00157 |  | 866.3015 | 0.002163
| 879.3475 | 0.00043808 |  | 866.5356 | 0.0082489 |  | 866.5356 | 0 |  | 879.131 | 0.0028 |  | 866.5356 | 0.0043351 |  | 866.5356 | 0 |  | 866.5356 | 0.00358 |  | 866.5356 | 0.0049326
| 879.5879 | -0.00159 |  | 866.7697 | 0.0047985 |  | 866.7696 | 0 |  | 879.3711 | 0.0014 |  | 866.7697 | 0.0023947 |  | 866.7697 | 0 |  | 866.7696 | 0.00255 |  | 866.7697 | 0.0026289
| 879.8282 | 6.756e-05 |  | 867.0037 | 0.0082098 |  | 867.0037 | 0 |  | 879.6112 | 0.0024 |  | 867.0037 | 0.0043267 |  | 867.0037 | 0 |  | 867.0037 | 0.003 |  | 867.0037 | 0.00567
| 880.0685 | -0.00013692 |  | 867.2379 | 0.0073038 |  | 867.2378 | 0 |  | 879.8514 | 0.0022 |  | 867.2379 | 0.0021734 |  | 867.2379 | 0 |  | 867.2378 | 0.00251 |  | 867.2379 | 0.0033623
| 880.3089 | 0.00378 |  | 867.4719 | 0.001639 |  | 867.4719 | 0 |  | 880.0915 | 0.0026 |  | 867.4719 | 0.0044406 |  | 867.4719 | 0 |  | 867.4719 | 0.00544 |  | 867.4719 | 0.0053637
| 880.5492 | -0.00169 |  | 867.706 | 0.0038865 |  | 867.706 | 0 |  | 880.3317 | 0.002 |  | 867.706 | 0.0015111 |  | 867.706 | 0 |  | 867.706 | -0.00173 |  | 867.706 | 0.0016889
| 880.7895 | -0.00148 |  | 867.9401 | 0.0054573 |  | 867.9401 | 0 |  | 880.5718 | 0.0024 |  | 867.9401 | 0.0017744 |  | 867.9401 | 0 |  | 867.9401 | 0.00157 |  | 867.9401 | 0.0029905
| 881.0299 | 0.00247 |  | 868.1742 | 0.0022858 |  | 868.1742 | 0 |  | 880.812 | 0.0018 |  | 868.1742 | 0.0044273 |  | 868.1742 | 0 |  | 868.1742 | 0.00317 |  | 868.1742 | 0.004601
| 881.2703 | -0.00311 |  | 868.4083 | 0.00043261 |  | 868.4083 | 0 |  | 881.0522 | 0.0022 |  | 868.4083 | 0.0019062 |  | 868.4083 | 0 |  | 868.4083 | 0.00371 |  | 868.4083 | 0.00063738
| 881.5107 | 0.00139 |  | 868.6425 | 0.012759 |  | 868.6425 | 0 |  | 881.2923 | 0.0032 |  | 868.6425 | 0.0044285 |  | 868.6425 | 0 |  | 868.6425 | 0.00604 |  | 868.6425 | 0.005872
| 881.751 | -0.00161 |  | 868.8766 | -0.0017903 |  | 868.8766 | 0 |  | 881.5325 | 0.0026 |  | 868.8766 | 0.0022663 |  | 868.8766 | 0 |  | 868.8766 | 0.00376 |  | 868.8766 | 0.0032458
| 881.9914 | 0.00358 |  | 869.1107 | 0.011978 |  | 869.1107 | 0 |  | 881.7727 | 0.001 |  | 869.1107 | 0.0050328 |  | 869.1107 | 0 |  | 869.1107 | 0.0056 |  | 869.1107 | 0.0059324
| 882.2318 | -0.00512 |  | 869.3448 | 0.00085855 |  | 869.3448 | 0 |  | 882.0129 | 0.0032 |  | 869.3448 | 0.0024061 |  | 869.3448 | 0 |  | 869.3448 | 0.00121 |  | 869.3448 | 0.0030092
| 882.4722 | 0.00399 |  | 869.579 | 0.011024 |  | 869.579 | 0 |  | 882.2531 | 0.0024 |  | 869.579 | 0.0041811 |  | 869.579 | 0 |  | 869.579 | 0.00519 |  | 869.579 | 0.004036
| 882.7126 | -0.00041304 |  | 869.8132 | -0.0002224 |  | 869.8132 | 0 |  | 882.4933 | 0.003 |  | 869.8132 | 0.0019201 |  | 869.8132 | 0 |  | 869.8132 | 0.00388 |  | 869.8132 | 0.0023906
| 882.9531 | 0.00016979 |  | 870.0473 | 0.0074049 |  | 870.0473 | 0 |  | 882.7336 | 0.002 |  | 870.0473 | 0.0048396 |  | 870.0473 | 0 |  | 870.0473 | 0.0038 |  | 870.0473 | 0.0040713
| 883.1935 | -0.00108 |  | 870.2815 | 0.0047425 |  | 870.2815 | 0 |  | 882.9738 | 0.003 |  | 870.2815 | 0.0018104 |  | 870.2815 | 0 |  | 870.2815 | 0.00219 |  | 870.2815 | 0.0046508
| 883.4339 | 0.00087639 |  | 870.5157 | 0.0070391 |  | 870.5157 | 0 |  | 883.214 | 0.0018 |  | 870.5157 | 0.0045103 |  | 870.5157 | 0 |  | 870.5157 | 0.00391 |  | 870.5157 | 0.007531
| 883.6744 | -0.00347 |  | 870.7499 | 0.0032453 |  | 870.7499 | 0 |  | 883.4543 | 0.0026 |  | 870.7499 | 0.0020249 |  | 870.7499 | 0 |  | 870.7499 | 0.00223 |  | 870.7499 | 0.0010899
| 883.9148 | 0.0024 |  | 870.9841 | 0.011195 |  | 870.9841 | 0 |  | 883.6945 | 0.0018 |  | 870.9841 | 0.004603 |  | 870.9841 | 0 |  | 870.9841 | 0.00449 |  | 870.9841 | 0.0046341
| 884.1553 | -0.00107 |  | 871.2183 | 0.0033287 |  | 871.2183 | 0 |  | 883.9348 | 0.0022 |  | 871.2183 | 0.0018135 |  | 871.2183 | 0 |  | 871.2183 | -0.00184 |  | 871.2183 | 0.0020501
| 884.3958 | 0.00179 |  | 871.4525 | 0.010646 |  | 871.4524 | 0 |  | 884.175 | 0.0026 |  | 871.4525 | 0.0047765 |  | 871.4525 | 0 |  | 871.4524 | 0.00397 |  | 871.4525 | 0.0063298
| 884.6362 | -0.00094988 |  | 871.6866 | 0.001352 |  | 871.6866 | 0 |  | 884.4153 | 0.004 |  | 871.6866 | 0.0020595 |  | 871.6866 | 0 |  | 871.6866 | 0.0052 |  | 871.6866 | -0.0013447
| 884.8767 | 0.00449 |  | 871.9209 | 0.010183 |  | 871.9209 | 0 |  | 884.6556 | 0.0026 |  | 871.9209 | 0.0046614 |  | 871.9209 | 0 |  | 871.9209 | 0.00326 |  | 871.9209 | 0.0029886
| 885.1172 | 0.00020985 |  | 872.1551 | 0.0032762 |  | 872.1551 | 0 |  | 884.8958 | 0.0022 |  | 872.1551 | 0.0020474 |  | 872.1551 | 0 |  | 872.1551 | 0.0013 |  | 872.1551 | -0.0002959
| 885.3577 | 0.00448 |  | 872.3893 | 0.0043886 |  | 872.3893 | 0 |  | 885.1361 | 0.002 |  | 872.3893 | 0.0047013 |  | 872.3893 | 0 |  | 872.3893 | 0.00299 |  | 872.3893 | 0.0052643
| 885.5982 | -0.00101 |  | 872.6236 | 0.0042556 |  | 872.6236 | 0 |  | 885.3764 | 0.0024 |  | 872.6236 | 0.0021126 |  | 872.6236 | 0 |  | 872.6236 | 0.00082902 |  | 872.6236 | 0.00023639
| 885.8387 | 0.00301 |  | 872.8578 | 0.011804 |  | 872.8578 | 0 |  | 885.6167 | 0.002 |  | 872.8578 | 0.0044159 |  | 872.8578 | 0 |  | 872.8578 | 0.0057 |  | 872.8578 | 0.0050892
| 886.0792 | 0.00218 |  | 873.0921 | 0.0054015 |  | 873.0921 | 0 |  | 885.857 | 0.0028 |  | 873.0921 | 0.0020585 |  | 873.0921 | 0 |  | 873.0921 | 0.00209 |  | 873.0921 | 0.00246
| 886.3198 | 0.00193 |  | 873.3264 | 0.0069521 |  | 873.3264 | 0 |  | 886.0973 | 0.0024 |  | 873.3264 | 0.0049375 |  | 873.3264 | 0 |  | 873.3264 | 0.00254 |  | 873.3264 | 0.0040837
| 886.5603 | -0.00415 |  | 873.5606 | 0.0065368 |  | 873.5606 | 0 |  | 886.3377 | 0.00421 |  | 873.5606 | 0.0020493 |  | 873.5606 | 0 |  | 873.5606 | 0.00277 |  | 873.5606 | 0.00075221
| 886.8008 | -2.9773e-06 |  | 873.7949 | 0.0018521 |  | 873.7949 | 0 |  | 886.578 | 0.0038 |  | 873.7949 | 0.0042596 |  | 873.7949 | 0 |  | 873.7949 | 0.00423 |  | 873.7949 | 0.0071108
| 887.0414 | -0.00267 |  | 874.0292 | 0.0055362 |  | 874.0292 | 0 |  | 886.8183 | 0.0028 |  | 874.0292 | 0.0015491 |  | 874.0292 | 0 |  | 874.0292 | -0.00175 |  | 874.0292 | 0.0026774
| 887.282 | 0.00209 |  | 874.2634 | 0.0049651 |  | 874.2634 | 0 |  | 887.0587 | 0.002 |  | 874.2634 | 0.0046825 |  | 874.2634 | 0 |  | 874.2634 | 0.00253 |  | 874.2634 | 0.0049913
| 887.5225 | -0.00262 |  | 874.4977 | 0.0091319 |  | 874.4977 | 0 |  | 887.299 | 0.0032 |  | 874.4977 | 0.0015515 |  | 874.4977 | 0 |  | 874.4977 | -0.00143 |  | 874.4977 | 0.0039207
| 887.7631 | -8.0602e-05 |  | 874.7321 | 0.0054328 |  | 874.7321 | 0 |  | 887.5394 | 0.0028 |  | 874.7321 | 0.0049131 |  | 874.7321 | 0 |  | 874.7321 | 0.00618 |  | 874.7321 | 0.0044492
| 888.0037 | -0.00108 |  | 874.9663 | 0.0077771 |  | 874.9663 | 0 |  | 887.7797 | 0.0022 |  | 874.9663 | 0.0024099 |  | 874.9663 | 0 |  | 874.9663 | 0.00051355 |  | 874.9663 | 0.0036998
| 888.2442 | -0.0062 |  | 875.2006 | 0.013553 |  | 875.2006 | 0 |  | 888.0201 | 0.0028 |  | 875.2006 | 0.0050523 |  | 875.2006 | 0 |  | 875.2006 | 0.00154 |  | 875.2006 | 0.0030787
| 888.4849 | 0.00029221 |  | 875.435 | 0.0034558 |  | 875.435 | 0 |  | 888.2604 | 0.0024 |  | 875.435 | 0.0019799 |  | 875.435 | 0 |  | 875.435 | -0.00101 |  | 875.435 | -0.00022445
| 888.7255 | 0.0022 |  | 875.6693 | 0.015188 |  | 875.6693 | 0 |  | 888.5008 | 0.0018 |  | 875.6693 | 0.0048913 |  | 875.6693 | 0 |  | 875.6693 | 0.00457 |  | 875.6693 | 0.0016409
| 888.9661 | -0.00328 |  | 875.9036 | 0.0021686 |  | 875.9036 | 0 |  | 888.7412 | 0.0028 |  | 875.9036 | 0.002272 |  | 875.9036 | 0 |  | 875.9036 | 0.0017 |  | 875.9036 | 0.0019978
| 889.2067 | 0.00086313 |  | 876.138 | 0.0047821 |  | 876.138 | 0 |  | 888.9816 | 0.0024 |  | 876.138 | 0.0047634 |  | 876.138 | 0 |  | 876.138 | 0.00625 |  | 876.138 | 0.0062796
| 889.4473 | -0.00106 |  | 876.3723 | 0.0038565 |  | 876.3723 | 0 |  | 889.222 | 0.0016 |  | 876.3723 | 0.0018972 |  | 876.3723 | 0 |  | 876.3723 | 0.00261 |  | 876.3723 | 0.0031077
| 889.6879 | 0.00134 |  | 876.6067 | 0.010142 |  | 876.6067 | 0 |  | 889.4624 | 0.0014 |  | 876.6067 | 0.0043969 |  | 876.6067 | 0 |  | 876.6067 | 0.00451 |  | 876.6067 | 0.0053555
| 889.9286 | -0.00061569 |  | 876.8411 | 0.0087509 |  | 876.8411 | 0 |  | 889.7028 | 0.0028 |  | 876.8411 | 0.0019362 |  | 876.8411 | 0 |  | 876.8411 | 0.00271 |  | 876.8411 | 0.0018088
| 890.1692 | -0.00088596 |  | 877.0754 | 0.0072211 |  | 877.0754 | 0 |  | 889.9432 | 0.0028 |  | 877.0754 | 0.0048908 |  | 877.0754 | 0 |  | 877.0754 | 0.00433 |  | 877.0754 | 0.0057071
| 890.4099 | 0.00107 |  | 877.3098 | 0.0085065 |  | 877.3098 | 0 |  | 890.1837 | 0.002 |  | 877.3098 | 0.0018323 |  | 877.3098 | 0 |  | 877.3098 | 0.0015 |  | 877.3098 | 0.00091647
| 890.6505 | 0.00182 |  | 877.5442 | 0.0083721 |  | 877.5442 | 0 |  | 890.4241 | 0.0026 |  | 877.5442 | 0.0048361 |  | 877.5442 | 0 |  | 877.5442 | 0.00444 |  | 877.5442 | 0.003734
| 890.8912 | -0.00206 |  | 877.7786 | 0.0055233 |  | 877.7786 | 0 |  | 890.6645 | 0.0026 |  | 877.7786 | 0.0017615 |  | 877.7786 | 0 |  | 877.7786 | 0.00349 |  | 877.7786 | 0.0048944
| 891.1319 | -0.00358 |  | 878.0129 | 0.005208 |  | 878.0129 | 0 |  | 890.905 | 0.0038 |  | 878.0129 | 0.0044667 |  | 878.0129 | 0 |  | 878.0129 | 0.00562 |  | 878.0129 | 0.0027394
| 891.3726 | -1.7765e-05 |  | 878.2473 | 0.0059384 |  | 878.2473 | 0 |  | 891.1454 | 0.0036 |  | 878.2473 | 0.0019653 |  | 878.2473 | 0 |  | 878.2473 | -0.00226 |  | 878.2473 | 0.0001507
| 891.6133 | 0.00157 |  | 878.4818 | 0.0064277 |  | 878.4818 | 0 |  | 891.3859 | 0.003 |  | 878.4818 | 0.0044248 |  | 878.4818 | 0 |  | 878.4818 | 0.00374 |  | 878.4818 | 0.0047553
| 891.854 | -0.00303 |  | 878.7162 | 0.0046156 |  | 878.7162 | 0 |  | 891.6263 | 0.0022 |  | 878.7162 | 0.0019349 |  | 878.7162 | 0 |  | 878.7162 | 0.00128 |  | 878.7162 | -0.00031951
| 892.0947 | 0.00426 |  | 878.9506 | 0.012903 |  | 878.9506 | 0 |  | 891.8668 | 0.002 |  | 878.9506 | 0.0043703 |  | 878.9506 | 0 |  | 878.9506 | 0.00393 |  | 878.9506 | 0.0044137
| 892.3354 | -0.00593 |  | 879.185 | 0.0059327 |  | 879.185 | 0 |  | 892.1073 | 0.0022 |  | 879.185 | 0.0020959 |  | 879.185 | 0 |  | 879.185 | 0.00368 |  | 879.185 | 0.00054052
| 892.5761 | -0.00029235 |  | 879.4194 | 0.0092204 |  | 879.4194 | 0 |  | 892.3478 | 0.002 |  | 879.4194 | 0.0048681 |  | 879.4194 | 0 |  | 879.4194 | 0.00915 |  | 879.4194 | 0.004304
| 892.8169 | -0.0027 |  | 879.6539 | 0.0050791 |  | 879.6539 | 0 |  | 892.5883 | 0.002 |  | 879.6539 | 0.0017612 |  | 879.6539 | 0 |  | 879.6539 | -0.00107 |  | 879.6539 | 0.0009777
| 893.0576 | 0.00216 |  | 879.8884 | 0.0091262 |  | 879.8884 | 0 |  | 892.8288 | 0.0028 |  | 879.8884 | 0.0048745 |  | 879.8884 | 0 |  | 879.8884 | 0.00276 |  | 879.8884 | 0.0062146
| 893.2983 | -0.00058633 |  | 880.1228 | 0.008693 |  | 880.1228 | 0 |  | 893.0693 | 0.0022 |  | 880.1228 | 0.0022622 |  | 880.1228 | 0 |  | 880.1228 | 0.00227 |  | 880.1228 | 0.0036658
| 893.5391 | 0.00104 |  | 880.3572 | 0.0034879 |  | 880.3572 | 0 |  | 893.3098 | 0.003 |  | 880.3572 | 0.0052474 |  | 880.3572 | 0 |  | 880.3572 | 0.00493 |  | 880.3572 | 0.0040494
| 893.7799 | -0.00080001 |  | 880.5917 | 0.0063177 |  | 880.5917 | 0 |  | 893.5503 | 0.0028 |  | 880.5917 | 0.0023909 |  | 880.5917 | 0 |  | 880.5917 | 0.00489 |  | 880.5917 | 0.0043574
| 894.0206 | -8.9685e-05 |  | 880.8262 | 0.01077 |  | 880.8262 | 0 |  | 893.7908 | 0.0026 |  | 880.8262 | 0.0051992 |  | 880.8262 | 0 |  | 880.8262 | 0.00439 |  | 880.8262 | 0.0037475
| 894.2614 | 0.00102 |  | 881.0607 | 0.0055588 |  | 881.0607 | 0 |  | 894.0313 | 0.002 |  | 881.0607 | 0.0024487 |  | 881.0607 | 0 |  | 881.0607 | 0.00225 |  | 881.0607 | 0.0037288
| 894.5022 | 0.00264 |  | 881.2952 | 0.0042696 |  | 881.2952 | 0 |  | 894.2719 | 0.003 |  | 881.2952 | 0.0044578 |  | 881.2952 | 0 |  | 881.2952 | 0.00208 |  | 881.2952 | 0.0045658
| 894.743 | -0.00309 |  | 881.5297 | 0.0023377 |  | 881.5297 | 0 |  | 894.5124 | 0.0022 |  | 881.5297 | 0.0019344 |  | 881.5297 | 0 |  | 881.5297 | -5.8734e-05 |  | 881.5297 | 0.0044195
| 894.9838 | -0.00337 |  | 881.7642 | 0.0064947 |  | 881.7642 | 0 |  | 894.753 | 0.0028 |  | 881.7642 | 0.0056574 |  | 881.7642 | 0 |  | 881.7642 | 0.00451 |  | 881.7642 | 0.0045885
| 895.2246 | 0.00272 |  | 881.9987 | 0.001277 |  | 881.9987 | 0 |  | 894.9935 | 0.0022 |  | 881.9987 | 0.0019835 |  | 881.9987 | 0 |  | 881.9987 | 0.00038481 |  | 881.9987 | 0.00067524
| 895.4654 | 0.00283 |  | 882.2332 | 0.013649 |  | 882.2332 | 0 |  | 895.2341 | 0.0028 |  | 882.2332 | 0.0042778 |  | 882.2332 | 0 |  | 882.2332 | 0.00236 |  | 882.2332 | 0.0053372
| 895.7062 | -0.00399 |  | 882.4677 | 0.005229 |  | 882.4677 | 0 |  | 895.4746 | 0.0024 |  | 882.4677 | 0.0021121 |  | 882.4677 | 0 |  | 882.4677 | 0.00075492 |  | 882.4677 | 0.00017978
| 895.947 | 0.00215 |  | 882.7023 | 0.011157 |  | 882.7023 | 0 |  | 895.7152 | 0.0036 |  | 882.7023 | 0.0050632 |  | 882.7023 | 0 |  | 882.7023 | 0.00306 |  | 882.7023 | 0.0032658
| 896.1879 | -0.003 |  | 882.9368 | 0.0079595 |  | 882.9368 | 0 |  | 895.9558 | 0.002 |  | 882.9368 | 0.001824 |  | 882.9368 | 0 |  | 882.9368 | 0.00263 |  | 882.9368 | 0.0010709
| 896.4287 | 0.00028831 |  | 883.1713 | 0.0083384 |  | 883.1713 | 0 |  | 896.1964 | 0.0014 |  | 883.1713 | 0.0051959 |  | 883.1713 | 0 |  | 883.1713 | 0.00513 |  | 883.1713 | 0.0056401
| 896.6696 | -0.00091576 |  | 883.4059 | 0.0067085 |  | 883.4059 | 0 |  | 896.437 | 0.002 |  | 883.4059 | 0.002121 |  | 883.4059 | 0 |  | 883.4059 | 0.00162 |  | 883.4059 | 0.0054673
| 896.9104 | 0.0022 |  | 883.6404 | 0.0080743 |  | 883.6404 | 0 |  | 896.6776 | 0.003 |  | 883.6404 | 0.0048379 |  | 883.6404 | 0 |  | 883.6404 | 0.00457 |  | 883.6404 | 0.0051229
| 897.1513 | -0.00126 |  | 883.875 | 0.0060128 |  | 883.875 | 0 |  | 896.9182 | 0.0018 |  | 883.875 | 0.0019396 |  | 883.875 | 0 |  | 883.875 | 0.00594 |  | 883.875 | 0.0013869
| 897.3922 | 0.0016 |  | 884.1096 | 0.0081839 |  | 884.1096 | 0 |  | 897.1588 | 0.0028 |  | 884.1096 | 0.0049685 |  | 884.1096 | 0 |  | 884.1096 | 0.00264 |  | 884.1096 | 0.0016147
| 897.6331 | -0.00504 |  | 884.3442 | 0.0076893 |  | 884.3442 | 0 |  | 897.3994 | 0.002 |  | 884.3442 | 0.0021906 |  | 884.3442 | 0 |  | 884.3442 | -0.00121 |  | 884.3442 | 0.0026366
| 897.8739 | 0.00236 |  | 884.5787 | 0.0055853 |  | 884.5787 | 0 |  | 897.64 | 0.003 |  | 884.5787 | 0.0052262 |  | 884.5787 | 0 |  | 884.5787 | 0.00537 |  | 884.5787 | 0.0054616
| 898.1148 | -0.00106 |  | 884.8134 | 0.0080998 |  | 884.8134 | 0 |  | 897.8806 | 0.0022 |  | 884.8134 | 0.0019893 |  | 884.8134 | 0 |  | 884.8134 | 0.00149 |  | 884.8134 | 0.00091563
| 898.3557 | 0.0018 |  | 885.0479 | 0.011676 |  | 885.0479 | 0 |  | 898.1213 | 0.0032 |  | 885.0479 | 0.0051462 |  | 885.0479 | 0 |  | 885.0479 | 0.00666 |  | 885.0479 | 0.0079147
| 898.5966 | 5.1033e-05 |  | 885.2825 | 0.0075129 |  | 885.2825 | 0 |  | 898.3619 | 0.003 |  | 885.2825 | 0.0026211 |  | 885.2825 | 0 |  | 885.2825 | 0.00606 |  | 885.2825 | 0.0031283
| 898.8376 | -0.00124 |  | 885.5172 | 0.011827 |  | 885.5172 | 0 |  | 898.6026 | 0.00421 |  | 885.5172 | 0.0049728 |  | 885.5172 | 0 |  | 885.5172 | 0.00564 |  | 885.5172 | 0.0028819
| 899.0785 | -0.00375 |  | 885.7518 | 0.0031611 |  | 885.7518 | 0 |  | 898.8432 | 0.0036 |  | 885.7518 | 0.0018608 |  | 885.7518 | 0 |  | 885.7518 | 0.00625 |  | 885.7518 | 0.0038642
| 899.3194 | 0.00093634 |  | 885.9864 | 0.0035703 |  | 885.9864 | 0 |  | 899.0839 | 0.00401 |  | 885.9864 | 0.0047823 |  | 885.9864 | 0 |  | 885.9864 | 0.00365 |  | 885.9864 | 0.0073109
| 899.5604 | -0.00254 |  | 886.221 | 0.012145 |  | 886.221 | 0 |  | 899.3246 | 0.002 |  | 886.221 | 0.001886 |  | 886.221 | 0 |  | 886.221 | 0.00352 |  | 886.221 | -0.0011892
| 899.8013 | 0.0026 |  | 886.4556 | 0.0082413 |  | 886.4556 | 0 |  | 899.5652 | 0.00421 |  | 886.4556 | 0.0045867 |  | 886.4556 | 0 |  | 886.4556 | 0.00733 |  | 886.4556 | 0.0083465
| 900.0423 | -0.0022 |  | 886.6903 | 0.0073714 |  | 886.6903 | 0 |  | 899.8059 | 0.0024 |  | 886.6903 | 0.0018594 |  | 886.6903 | 0 |  | 886.6903 | 0.00128 |  | 886.6903 | 0.0008113
| 900.2832 | 0.00152 |  | 886.9249 | 0.0084216 |  | 886.9249 | 0 |  | 900.0466 | 0.0036 |  | 886.9249 | 0.0056881 |  | 886.9249 | 0 |  | 886.9249 | 0.00369 |  | 886.9249 | 0.0019051
| 900.5242 | -0.00029294 |  | 887.1596 | 0.0025532 |  | 887.1596 | 0 |  | 900.2873 | 0.0018 |  | 887.1596 | 0.0027633 |  | 887.1596 | 0 |  | 887.1596 | 0.00225 |  | 887.1596 | 0.0027374
| 900.7652 | -0.00085687 |  | 887.3943 | 0.003556 |  | 887.3943 | 0 |  | 900.528 | 0.0038 |  | 887.3943 | 0.0051461 |  | 887.3943 | 0 |  | 887.3943 | 0.00689 |  | 887.3943 | 0.0067626
| 901.0062 | -0.00422 |  | 887.629 | 0.0075095 |  | 887.629 | 0 |  | 900.7687 | 0.004 |  | 887.629 | 0.0023362 |  | 887.629 | 0 |  | 887.629 | 0.00394 |  | 887.629 | -0.00019329
| 901.2471 | 0.00529 |  | 887.8636 | 0.018586 |  | 887.8637 | 0 |  | 901.0094 | 0.0034 |  | 887.8636 | 0.0053441 |  | 887.8636 | 0 |  | 887.8637 | 0.00286 |  | 887.8636 | 0.0021439
| 901.4881 | -0.00427 |  | 888.0983 | 0.0075237 |  | 888.0983 | 0 |  | 901.2501 | 0.0022 |  | 888.0983 | 0.0020046 |  | 888.0983 | 0 |  | 888.0983 | 0.00381 |  | 888.0983 | 0.0078136
| 901.7291 | 0.0014 |  | 888.333 | 0.010267 |  | 888.333 | 0 |  | 901.4909 | 0.00481 |  | 888.333 | 0.005018 |  | 888.333 | 0 |  | 888.333 | 0.00718 |  | 888.333 | 0.0036233
| 901.9702 | -0.00131 |  | 888.5677 | 0.012043 |  | 888.5677 | 0 |  | 901.7316 | 0.0022 |  | 888.5677 | 0.0020701 |  | 888.5677 | 0 |  | 888.5677 | 0.00214 |  | 888.5677 | -0.00036338
| 902.2112 | -4.2271e-05 |  | 888.8024 | 0.013008 |  | 888.8024 | 0 |  | 901.9723 | 0.0034 |  | 888.8024 | 0.0055485 |  | 888.8024 | 0 |  | 888.8024 | 0.00524 |  | 888.8024 | 0.0038047
| 902.4522 | 0.00062452 |  | 889.0371 | 0.005971 |  | 889.0371 | 0 |  | 902.2131 | 0.0024 |  | 889.0371 | 0.0012247 |  | 889.0371 | 0 |  | 889.0371 | 0.00551 |  | 889.0371 | 0.0026454
| 902.6932 | 0.00105 |  | 889.2719 | 0.0065571 |  | 889.2718 | 0 |  | 902.4538 | 0.00641 |  | 889.2719 | 0.0052145 |  | 889.2719 | 0 |  | 889.2718 | 0.00488 |  | 889.2719 | 0.004638
| 902.9343 | -0.00159 |  | 889.5065 | 0.0019163 |  | 889.5065 | 0 |  | 902.6946 | 0.0032 |  | 889.5065 | 0.0021719 |  | 889.5065 | 0 |  | 889.5065 | -2.3599e-05 |  | 889.5065 | 0.0017088
| 903.1753 | 0.00089474 |  | 889.7413 | 0.013169 |  | 889.7413 | 0 |  | 902.9353 | 0.0026 |  | 889.7413 | 0.0048164 |  | 889.7413 | 0 |  | 889.7413 | 0.00515 |  | 889.7413 | 0.0037989
| 903.4164 | -0.00357 |  | 889.976 | 0.0025856 |  | 889.976 | 0 |  | 903.1761 | 0.003 |  | 889.976 | 0.0021188 |  | 889.976 | 0 |  | 889.976 | 0.00161 |  | 889.976 | 0.0020225
| 903.6575 | 0.00225 |  | 890.2108 | 0.0029316 |  | 890.2107 | 0 |  | 903.4169 | 0.0028 |  | 890.2108 | 0.0051466 |  | 890.2108 | 0 |  | 890.2107 | 0.00298 |  | 890.2108 | 0.0080157
| 903.8985 | -0.00303 |  | 890.4455 | 0.00043139 |  | 890.4455 | 0 |  | 903.6577 | 0.0018 |  | 890.4455 | 0.0025581 |  | 890.4455 | 0 |  | 890.4455 | 0.00208 |  | 890.4455 | 0.0027563
| 904.1396 | 0.00081012 |  | 890.6803 | 0.014732 |  | 890.6803 | 0 |  | 903.8985 | 0.00501 |  | 890.6803 | 0.0049828 |  | 890.6803 | 0 |  | 890.6803 | 0.00571 |  | 890.6803 | 0.0092304
| 904.3807 | 0.00261 |  | 890.915 | 0.004311 |  | 890.915 | 0 |  | 904.1393 | 0.0026 |  | 890.915 | 0.0024485 |  | 890.915 | 0 |  | 890.915 | 0.00413 |  | 890.915 | -0.00027064
| 904.6218 | -7.1783e-05 |  | 891.1498 | 0.010312 |  | 891.1498 | 0 |  | 904.3801 | 0.0028 |  | 891.1498 | 0.0051843 |  | 891.1498 | 0 |  | 891.1498 | 0.0014 |  | 891.1498 | 0.0038033
| 904.8629 | -0.0001561 |  | 891.3846 | 0.0106 |  | 891.3846 | 0 |  | 904.6209 | 0.0008008 |  | 891.3846 | 0.0022112 |  | 891.3846 | 0 |  | 891.3846 | 0.00213 |  | 891.3846 | 0.0067779
| 905.104 | 0.00203 |  | 891.6194 | 0.011508 |  | 891.6194 | 0 |  | 904.8617 | 0.00441 |  | 891.6194 | 0.0053267 |  | 891.6194 | 0 |  | 891.6194 | 0.00854 |  | 891.6194 | 0.0057933
| 905.3451 | -0.00431 |  | 891.8542 | 0.0030442 |  | 891.8542 | 0 |  | 905.1025 | 0.0024 |  | 891.8542 | 0.0016919 |  | 891.8542 | 0 |  | 891.8542 | 0.00135 |  | 891.8542 | 0.00056969
| 905.5862 | 0.0024 |  | 892.0889 | 0.0087392 |  | 892.0889 | 0 |  | 905.3433 | 0.004 |  | 892.0889 | 0.0048733 |  | 892.0889 | 0 |  | 892.0889 | 0.00531 |  | 892.0889 | 0.0023688
| 905.8274 | 0.00086815 |  | 892.3237 | 0.0018797 |  | 892.3237 | 0 |  | 905.5842 | 0.0012 |  | 892.3237 | 0.0021462 |  | 892.3237 | 0 |  | 892.3237 | -0.00061484 |  | 892.3237 | 0.0032706
| 906.0685 | 0.00193 |  | 892.5586 | 0.011027 |  | 892.5586 | 0 |  | 905.825 | 0.0026 |  | 892.5586 | 0.0051831 |  | 892.5586 | 0 |  | 892.5586 | 0.00564 |  | 892.5586 | 0.0041157
| 906.3097 | 0.00035631 |  | 892.7934 | 0.0068817 |  | 892.7934 | 0 |  | 906.0658 | 0.0012 |  | 892.7934 | 0.001681 |  | 892.7934 | 0 |  | 892.7934 | 0.00219 |  | 892.7934 | 0.0022602
| 906.5508 | 0.00275 |  | 893.0282 | 0.021311 |  | 893.0282 | 0 |  | 906.3067 | 0.003 |  | 893.0282 | 0.0050869 |  | 893.0282 | 0 |  | 893.0282 | 0.00587 |  | 893.0282 | 0.0018457
| 906.792 | -0.00371 |  | 893.2631 | 0.001312 |  | 893.2631 | 0 |  | 906.5476 | 0.0038 |  | 893.2631 | 0.0018331 |  | 893.2631 | 0 |  | 893.2631 | 0.00389 |  | 893.2631 | 0.0044045
| 907.0331 | 0.00181 |  | 893.4979 | 0.010542 |  | 893.4979 | 0 |  | 906.7884 | 0.00521 |  | 893.4979 | 0.0052413 |  | 893.4979 | 0 |  | 893.4979 | 0.00559 |  | 893.4979 | 0.0063022
| 907.2743 | -0.00302 |  | 893.7327 | 0.0052283 |  | 893.7327 | 0 |  | 907.0293 | 0.003 |  | 893.7327 | 0.0022244 |  | 893.7327 | 0 |  | 893.7327 | 0.00209 |  | 893.7327 | 0.00019252
| 907.5155 | 0.00216 |  | 893.9676 | 0.0094969 |  | 893.9676 | 0 |  | 907.2702 | 0.00421 |  | 893.9676 | 0.0054362 |  | 893.9676 | 0 |  | 893.9676 | 0.00582 |  | 893.9676 | 0.0051767
| 907.7567 | -0.00103 |  | 894.2025 | 0.00022603 |  | 894.2024 | 0 |  | 907.511 | 0.000801 |  | 894.2025 | 0.0026186 |  | 894.2025 | 0 |  | 894.2024 | 0.00195 |  | 894.2025 | 0.0046506
| 907.9979 | 0.00090343 |  | 894.4373 | 0.0062441 |  | 894.4373 | 0 |  | 907.7519 | 0.003 |  | 894.4373 | 0.0056045 |  | 894.4373 | 0 |  | 894.4373 | 0.00742 |  | 894.4373 | 0.002787
| 908.2391 | -0.00403 |  | 894.6722 | -0.0020917 |  | 894.6722 | 0 |  | 907.9928 | 0.000801 |  | 894.6722 | 0.0026595 |  | 894.6722 | 0 |  | 894.6722 | 0.00502 |  | 894.6722 | -0.00091351
| 908.4803 | 0.00173 |  | 894.907 | 0.010784 |  | 894.907 | 0 |  | 908.2337 | 0.0034 |  | 894.907 | 0.0059111 |  | 894.907 | 0 |  | 894.907 | 0.00419 |  | 894.907 | 0.0057081
| 908.7215 | -0.00262 |  | 895.1419 | 0.0081995 |  | 895.1419 | 0 |  | 908.4746 | 0.0038 |  | 895.1419 | 0.0021169 |  | 895.1419 | 0 |  | 895.1419 | 0.00415 |  | 895.1419 | 0.0051045
| 908.9627 | 0.00444 |  | 895.3768 | 0.013927 |  | 895.3768 | 0 |  | 908.7156 | 0.0032 |  | 895.3768 | 0.005532 |  | 895.3768 | 0 |  | 895.3768 | 0.00364 |  | 895.3768 | 0.0037297
| 909.204 | -0.00517 |  | 895.6117 | 0.007202 |  | 895.6117 | 0 |  | 908.9565 | 0.0022 |  | 895.6117 | 0.0023926 |  | 895.6117 | 0 |  | 895.6117 | 0.00226 |  | 895.6117 | 0.002326
| 909.4452 | -0.00081153 |  | 895.8466 | 0.012649 |  | 895.8466 | 0 |  | 909.1974 | 0.004 |  | 895.8466 | 0.0053814 |  | 895.8466 | 0 |  | 895.8466 | 0.0066 |  | 895.8466 | 0.0067452
| 909.6865 | -0.00438 |  | 896.0815 | 0.0017177 |  | 896.0815 | 0 |  | 909.4383 | 0.00441 |  | 896.0815 | 0.0016637 |  | 896.0815 | 0 |  | 896.0815 | -0.00010038 |  | 896.0815 | 0.0038907
| 909.9277 | 0.00225 |  | 896.3164 | 0.0077177 |  | 896.3164 | 0 |  | 909.6793 | 0.00461 |  | 896.3164 | 0.005545 |  | 896.3164 | 0 |  | 896.3164 | 0.00609 |  | 896.3164 | 0.0063936
| 910.169 | -0.00448 |  | 896.5513 | 0.0073728 |  | 896.5513 | 0 |  | 909.9202 | 0.003 |  | 896.5513 | 0.0026598 |  | 896.5513 | 0 |  | 896.5513 | 0.00348 |  | 896.5513 | 0.0063847
| 910.4103 | -0.0006817 |  | 896.7863 | 0.013244 |  | 896.7863 | 0 |  | 910.1612 | 0.0038 |  | 896.7863 | 0.0054788 |  | 896.7863 | 0 |  | 896.7863 | 0.00466 |  | 896.7863 | 0.0061751
| 910.6515 | 0.00013902 |  | 897.0212 | 0.0034135 |  | 897.0212 | 0 |  | 910.4021 | 0.0016 |  | 897.0212 | 0.0024408 |  | 897.0212 | 0 |  | 897.0212 | 0.00248 |  | 897.0212 | 0.00096157
| 910.8928 | 0.0041 |  | 897.2562 | 0.0082277 |  | 897.2562 | 0 |  | 910.6431 | 0.0038 |  | 897.2562 | 0.0052142 |  | 897.2562 | 0 |  | 897.2562 | 0.0027 |  | 897.2562 | 0.0038836
| 911.1341 | 0.00138 |  | 897.4911 | 0.0024628 |  | 897.4911 | 0 |  | 910.8841 | 0.0034 |  | 897.4911 | 0.00241 |  | 897.4911 | 0 |  | 897.4911 | 0.00107 |  | 897.4911 | -0.00086695
| 911.3754 | -0.00147 |  | 897.7261 | 0.012016 |  | 897.7261 | 0 |  | 911.125 | 0.004 |  | 897.7261 | 0.0056958 |  | 897.7261 | 0 |  | 897.7261 | 0.00423 |  | 897.7261 | 0.0038676
| 911.6167 | -0.00226 |  | 897.9611 | 0.0022289 |  | 897.9611 | 0 |  | 911.366 | 0.0026 |  | 897.9611 | 0.0022924 |  | 897.9611 | 0 |  | 897.9611 | 0.00354 |  | 897.9611 | 0.0030838
| 911.858 | -0.00223 |  | 898.196 | 0.011609 |  | 898.196 | 0 |  | 911.607 | 0.00481 |  | 898.196 | 0.0054543 |  | 898.196 | 0 |  | 898.196 | 0.00327 |  | 898.196 | 0.0046969
| 912.0993 | 0.00332 |  | 898.431 | 0.0042956 |  | 898.431 | 0 |  | 911.848 | 0.0014 |  | 898.431 | 0.0023919 |  | 898.431 | 0 |  | 898.431 | 0.00113 |  | 898.431 | 0.00013546
| 912.3407 | 0.00211 |  | 898.666 | 0.0096023 |  | 898.6659 | 0 |  | 912.089 | 0.0026 |  | 898.666 | 0.0049164 |  | 898.666 | 0 |  | 898.6659 | 0.00651 |  | 898.666 | 0.0046573
| 912.582 | -0.00689 |  | 898.9009 | 0.0016622 |  | 898.9009 | 0 |  | 912.33 | 0.002 |  | 898.9009 | 0.0028126 |  | 898.9009 | 0 |  | 898.9009 | 0.00261 |  | 898.9009 | 0.002622
| 912.8233 | 0.00571 |  | 899.1359 | 0.0076586 |  | 899.1359 | 0 |  | 912.571 | 0.003 |  | 899.1359 | 0.0055064 |  | 899.1359 | 0 |  | 899.1359 | 0.00519 |  | 899.1359 | 0.0070659
| 913.0647 | -0.00278 |  | 899.3709 | 0.0051003 |  | 899.3709 | 0 |  | 912.812 | 0.0036 |  | 899.3709 | 0.0025307 |  | 899.3709 | 0 |  | 899.3709 | 0.00464 |  | 899.3709 | 0.0030602
| 913.3061 | 0.0007005 |  | 899.606 | 0.01295 |  | 899.606 | 0 |  | 913.053 | 0.0026 |  | 899.606 | 0.0050477 |  | 899.606 | 0 |  | 899.606 | 0.00409 |  | 899.606 | 0.006034
| 913.5474 | -0.00485 |  | 899.8409 | 0.003386 |  | 899.8409 | 0 |  | 913.2941 | 0.0022 |  | 899.8409 | 0.0025927 |  | 899.8409 | 0 |  | 899.8409 | 0.00315 |  | 899.8409 | 0.0046424
| 913.7888 | 0.00499 |  | 900.076 | 0.0041518 |  | 900.076 | 0 |  | 913.5351 | 0.0034 |  | 900.076 | 0.0051265 |  | 900.076 | 0 |  | 900.076 | 0.00448 |  | 900.076 | 0.0018005
| 914.0302 | -0.00020477 |  | 900.311 | 0 |  | 900.311 | 0 |  | 913.7762 | 0.0024 |  | 900.311 | 0.002454 |  | 900.311 | 0 |  | 900.311 | 0 |  | 900.311 | 0
| 914.2716 | 0.00429 |  | 900.546 | 0 |  | 900.546 | 0 |  | 914.0172 | 0.003 |  | 900.546 | 0.0056083 |  | 900.546 | 0 |  | 900.546 | 0 |  | 900.546 | 0
| 914.5129 | -0.0035 |  | 900.7811 | 0 |  | 900.7811 | 0 |  | 914.2583 | 0.0018 |  | 900.7811 | 0.0023284 |  | 900.7811 | 0 |  | 900.7811 | 0 |  | 900.7811 | 0
| 914.7543 | 0.00131 |  | 901.0161 | 0 |  | 901.0161 | 0 |  | 914.4993 | 0.00401 |  | 901.0161 | 0.0055516 |  | 901.0161 | 0 |  | 901.0161 | 0 |  | 901.0161 | 0
| 914.9958 | -0.00214 |  | 901.2512 | 0 |  | 901.2512 | 0 |  | 914.7404 | 0.0038 |  | 901.2512 | 0.0023907 |  | 901.2512 | 0 |  | 901.2512 | 0 |  | 901.2512 | 0
| 915.2372 | 0.00388 |  | 901.4863 | 0 |  | 901.4863 | 0 |  | 914.9815 | 0.0028 |  | 901.4863 | 0.0049089 |  | 901.4863 | 0 |  | 901.4863 | 0 |  | 901.4863 | 0
| 915.4786 | 0.00035513 |  | 901.7213 | 0 |  | 901.7213 | 0 |  | 915.2225 | 0.003 |  | 901.7213 | 0.0017938 |  | 901.7213 | 0 |  | 901.7213 | 0 |  | 901.7213 | 0
| 915.72 | 0.00379 |  | 901.9564 | 0 |  | 901.9564 | 0 |  | 915.4636 | 0.0034 |  | 901.9564 | 0.0058281 |  | 901.9564 | 0 |  | 901.9564 | 0 |  | 901.9564 | 0
| 915.9615 | -0.00559 |  | 902.1915 | 0 |  | 902.1915 | 0 |  | 915.7047 | 0.0026 |  | 902.1915 | 0.0026298 |  | 902.1915 | 0 |  | 902.1915 | 0 |  | 902.1915 | 0
| 916.2029 | 0.00316 |  | 902.4266 | 0 |  | 902.4266 | 0 |  | 915.9458 | 0.0016 |  | 902.4266 | 0.0056163 |  | 902.4266 | 0 |  | 902.4266 | 0 |  | 902.4266 | 0
| 916.4443 | -0.00647 |  | 902.6616 | 0 |  | 902.6616 | 0 |  | 916.1869 | 0.002 |  | 902.6616 | 0.0018045 |  | 902.6616 | 0 |  | 902.6616 | 0 |  | 902.6616 | 0
| 916.6858 | -0.00325 |  | 902.8967 | 0 |  | 902.8967 | 0 |  | 916.428 | 0.0032 |  | 902.8967 | 0.0053722 |  | 902.8967 | 0 |  | 902.8967 | 0 |  | 902.8967 | 0
| 916.9273 | 0.00015748 |  | 903.1318 | 0 |  | 903.1318 | 0 |  | 916.6691 | 0.0018 |  | 903.1318 | 0.0026097 |  | 903.1318 | 0 |  | 903.1318 | 0 |  | 903.1318 | 0
| 917.1687 | 0.00295 |  | 903.3669 | 0 |  | 903.3669 | 0 |  | 916.9103 | 0.0028 |  | 903.3669 | 0.0062304 |  | 903.3669 | 0 |  | 903.3669 | 0 |  | 903.3669 | 0
| 917.4102 | -0.0036 |  | 903.6021 | 0 |  | 903.6021 | 0 |  | 917.1514 | 0.0034 |  | 903.6021 | 0.002594 |  | 903.6021 | 0 |  | 903.6021 | 0 |  | 903.6021 | 0
| 917.6517 | 0.00634 |  | 903.8372 | 0 |  | 903.8372 | 0 |  | 917.3925 | 0.00421 |  | 903.8372 | 0.0059026 |  | 903.8372 | 0 |  | 903.8372 | 0 |  | 903.8372 | 0
| 917.8932 | -0.00321 |  | 904.0723 | 0 |  | 904.0723 | 0 |  | 917.6337 | 0.0022 |  | 904.0723 | 0.0028667 |  | 904.0723 | 0 |  | 904.0723 | 0 |  | 904.0723 | 0
| 918.1347 | 0.00011596 |  | 904.3075 | 0 |  | 904.3075 | 0 |  | 917.8748 | 0.003 |  | 904.3075 | 0.0061046 |  | 904.3075 | 0 |  | 904.3075 | 0 |  | 904.3075 | 0
| 918.3762 | -0.00447 |  | 904.5426 | 0 |  | 904.5426 | 0 |  | 918.116 | 0.0018 |  | 904.5426 | 0.0025681 |  | 904.5426 | 0 |  | 904.5426 | 0 |  | 904.5426 | 0
| 918.6177 | 0.00633 |  | 904.7778 | 0 |  | 904.7778 | 0 |  | 918.3571 | 0.003 |  | 904.7778 | 0.0058312 |  | 904.7778 | 0 |  | 904.7778 | 0 |  | 904.7778 | 0
| 918.8592 | -0.0049 |  | 905.0129 | 0 |  | 905.0129 | 0 |  | 918.5983 | 0.0036 |  | 905.0129 | 0.0025525 |  | 905.0129 | 0 |  | 905.0129 | 0 |  | 905.0129 | 0
| 919.1008 | -0.00128 |  | 905.2481 | 0 |  | 905.2481 | 0 |  | 918.8395 | 0.00461 |  | 905.2481 | 0.0056809 |  | 905.2481 | 0 |  | 905.2481 | 0 |  | 905.2481 | 0
| 919.3423 | -0.00182 |  | 905.4833 | 0 |  | 905.4833 | 0 |  | 919.0806 | 0.004 |  | 905.4833 | 0.0022443 |  | 905.4833 | 0 |  | 905.4833 | 0 |  | 905.4833 | 0
| 919.5838 | 0.00491 |  | 905.7184 | 0 |  | 905.7184 | 0 |  | 919.3218 | 0.0036 |  | 905.7184 | 0.0055587 |  | 905.7184 | 0 |  | 905.7184 | 0 |  | 905.7184 | 0
| 919.8254 | -0.00184 |  | 905.9536 | 0 |  | 905.9536 | 0 |  | 919.563 | 0.003 |  | 905.9536 | 0.0021927 |  | 905.9536 | 0 |  | 905.9536 | 0 |  | 905.9536 | 0
| 920.067 | 0.00378 |  | 906.1888 | 0 |  | 906.1888 | 0 |  | 919.8042 | 0.0036 |  | 906.1888 | 0.0067044 |  | 906.1888 | 0 |  | 906.1888 | 0 |  | 906.1888 | 0
| 920.3085 | -0.00174 |  | 906.424 | 0 |  | 906.424 | 0 |  | 920.0454 | 0.0038 |  | 906.424 | 0.0025826 |  | 906.424 | 0 |  | 906.424 | 0 |  | 906.424 | 0
| 920.5501 | 0.00301 |  | 906.6592 | 0 |  | 906.6592 | 0 |  | 920.2866 | 0.00481 |  | 906.6592 | 0.0058562 |  | 906.6592 | 0 |  | 906.6592 | 0 |  | 906.6592 | 0
| 920.7917 | -0.00033059 |  | 906.8944 | 0 |  | 906.8944 | 0 |  | 920.5278 | 0.0036 |  | 906.8944 | 0.0026739 |  | 906.8944 | 0 |  | 906.8944 | 0 |  | 906.8944 | 0
| 921.0333 | 0.00086147 |  | 907.1296 | 0 |  | 907.1296 | 0 |  | 920.769 | 0.0034 |  | 907.1296 | 0.006379 |  | 907.1296 | 0 |  | 907.1296 | 0 |  | 907.1296 | 0
| 921.2749 | -0.00186 |  | 907.3649 | 0 |  | 907.3649 | 0 |  | 921.0103 | 0.003 |  | 907.3649 | 0.002765 |  | 907.3649 | 0 |  | 907.3649 | 0 |  | 907.3649 | 0
| 921.5164 | 0.00089402 |  | 907.6001 | 0 |  | 907.6001 | 0 |  | 921.2515 | 0.002 |  | 907.6001 | 0.0063072 |  | 907.6001 | 0 |  | 907.6001 | 0 |  | 907.6001 | 0
| 921.7581 | -0.00227 |  | 907.8353 | 0 |  | 907.8353 | 0 |  | 921.4927 | 0.003 |  | 907.8353 | 0.0026529 |  | 907.8353 | 0 |  | 907.8353 | 0 |  | 907.8353 | 0
| 921.9997 | 0.00368 |  | 908.0706 | 0 |  | 908.0706 | 0 |  | 921.734 | 0.00461 |  | 908.0706 | 0.0065223 |  | 908.0706 | 0 |  | 908.0706 | 0 |  | 908.0706 | 0
| 922.2413 | -0.00337 |  | 908.3058 | 0 |  | 908.3058 | 0 |  | 921.9752 | 0.0032 |  | 908.3058 | 0.0025018 |  | 908.3058 | 0 |  | 908.3058 | 0 |  | 908.3058 | 0
| 922.4829 | 0.00046059 |  | 908.5411 | 0 |  | 908.5411 | 0 |  | 922.2165 | 0.0028 |  | 908.5411 | 0.0056863 |  | 908.5411 | 0 |  | 908.5411 | 0 |  | 908.5411 | 0
| 922.7246 | -0.00186 |  | 908.7764 | 0 |  | 908.7764 | 0 |  | 922.4577 | 0.0036 |  | 908.7764 | 0.0023617 |  | 908.7764 | 0 |  | 908.7764 | 0 |  | 908.7764 | 0
| 922.9662 | 0.00035292 |  | 909.0116 | 0 |  | 909.0116 | 0 |  | 922.699 | 0.004 |  | 909.0116 | 0.0054186 |  | 909.0116 | 0 |  | 909.0116 | 0 |  | 909.0116 | 0
| 923.2079 | -0.00262 |  | 909.2469 | 0 |  | 909.2469 | 0 |  | 922.9403 | 0.00481 |  | 909.2469 | 0.0027816 |  | 909.2469 | 0 |  | 909.2469 | 0 |  | 909.2469 | 0
| 923.4495 | 0.00145 |  | 909.4822 | 0 |  | 909.4822 | 0 |  | 923.1816 | 0.0034 |  | 909.4822 | 0.0063528 |  | 909.4822 | 0 |  | 909.4822 | 0 |  | 909.4822 | 0
| 923.6912 | -0.00152 |  | 909.7175 | 0 |  | 909.7175 | 0 |  | 923.4229 | 0.0026 |  | 909.7175 | 0.0026331 |  | 909.7175 | 0 |  | 909.7175 | 0 |  | 909.7175 | 0
| 923.9328 | 0.00070836 |  | 909.9528 | 0 |  | 909.9528 | 0 |  | 923.6641 | 0.0028 |  | 909.9528 | 0.0061492 |  | 909.9528 | 0 |  | 909.9528 | 0 |  | 909.9528 | 0
| 924.1745 | -0.00021244 |  | 910.188 | 0 |  | 910.188 | 0 |  | 923.9054 | 0.0024 |  | 910.188 | 0.0025566 |  | 910.188 | 0 |  | 910.188 | 0 |  | 910.188 | 0
| 924.4162 | 0.00135 |  | 910.4233 | 0 |  | 910.4233 | 0 |  | 924.1467 | 0.0026 |  | 910.4233 | 0.0061034 |  | 910.4233 | 0 |  | 910.4233 | 0 |  | 910.4233 | 0
| 924.6579 | -0.00359 |  | 910.6587 | 0 |  | 910.6587 | 0 |  | 924.388 | 0.0036 |  | 910.6587 | 0.0023917 |  | 910.6587 | 0 |  | 910.6587 | 0 |  | 910.6587 | 0
| 924.8996 | 0.00187 |  | 910.894 | 0 |  | 910.894 | 0 |  | 924.6294 | 0.00441 |  | 910.894 | 0.0059537 |  | 910.894 | 0 |  | 910.894 | 0 |  | 910.894 | 0
| 925.1413 | -0.00291 |  | 911.1293 | 0 |  | 911.1293 | 0 |  | 924.8707 | 0.00421 |  | 911.1293 | 0.0025029 |  | 911.1293 | 0 |  | 911.1293 | 0 |  | 911.1293 | 0
| 925.383 | -0.00012884 |  | 911.3646 | 0 |  | 911.3646 | 0 |  | 925.112 | 0.0034 |  | 911.3646 | 0.0064183 |  | 911.3646 | 0 |  | 911.3646 | 0 |  | 911.3646 | 0
| 925.6247 | -0.00549 |  | 911.6 | 0 |  | 911.6 | 0 |  | 925.3533 | 0.0028 |  | 911.6 | 0.0029499 |  | 911.6 | 0 |  | 911.6 | 0 |  | 911.6 | 0
| 925.8665 | 0.00295 |  | 911.8353 | 0 |  | 911.8353 | 0 |  | 925.5947 | 0.001 |  | 911.8353 | 0.0061382 |  | 911.8353 | 0 |  | 911.8353 | 0 |  | 911.8353 | 0
| 926.1082 | -0.00487 |  | 912.0707 | 0 |  | 912.0707 | 0 |  | 925.836 | 0.0032 |  | 912.0707 | 0.002408 |  | 912.0707 | 0 |  | 912.0707 | 0 |  | 912.0707 | 0
| 926.35 | 0.00558 |  | 912.306 | 0 |  | 912.306 | 0 |  | 926.0774 | 0.0028 |  | 912.306 | 0.0065928 |  | 912.306 | 0 |  | 912.306 | 0 |  | 912.306 | 0
| 926.5917 | -0.00333 |  | 912.5414 | 0 |  | 912.5414 | 0 |  | 926.3187 | 0.004 |  | 912.5414 | 0.0023865 |  | 912.5414 | 0 |  | 912.5414 | 0 |  | 912.5414 | 0
| 926.8334 | -0.00144 |  | 912.7768 | 0 |  | 912.7768 | 0 |  | 926.5601 | 0.00541 |  | 912.7768 | 0.0061684 |  | 912.7768 | 0 |  | 912.7768 | 0 |  | 912.7768 | 0
| 927.0752 | -0.00156 |  | 913.0121 | 0 |  | 913.0122 | 0 |  | 926.8015 | 0.00441 |  | 913.0121 | 0.0020323 |  | 913.0121 | 0 |  | 913.0122 | 0 |  | 913.0121 | 0
| 927.317 | 0.0058 |  | 913.2476 | 0 |  | 913.2476 | 0 |  | 927.0428 | 0.003 |  | 913.2476 | 0.0064683 |  | 913.2476 | 0 |  | 913.2476 | 0 |  | 913.2476 | 0
| 927.5588 | -0.0052 |  | 913.4829 | 0 |  | 913.4829 | 0 |  | 927.2842 | 0.0032 |  | 913.4829 | 0.0020132 |  | 913.4829 | 0 |  | 913.4829 | 0 |  | 913.4829 | 0
| 927.8006 | 0.00040171 |  | 913.7183 | 0 |  | 913.7183 | 0 |  | 927.5256 | 0.0022 |  | 913.7183 | 0.0063937 |  | 913.7183 | 0 |  | 913.7183 | 0 |  | 913.7183 | 0
| 928.0423 | -0.00145 |  | 913.9537 | 0 |  | 913.9537 | 0 |  | 927.767 | 0.0028 |  | 913.9537 | 0.0027928 |  | 913.9537 | 0 |  | 913.9537 | 0 |  | 913.9537 | 0
| 928.2841 | -0.00328 |  | 914.1891 | 0 |  | 914.1892 | 0 |  | 928.0084 | 0.0026 |  | 914.1891 | 0.0063348 |  | 914.1891 | 0 |  | 914.1892 | 0 |  | 914.1891 | 0
| 928.5259 | 0.00358 |  | 914.4246 | 0 |  | 914.4246 | 0 |  | 928.2498 | 0.0036 |  | 914.4246 | 0.0028695 |  | 914.4246 | 0 |  | 914.4246 | 0 |  | 914.4246 | 0
| 928.7678 | 0.00183 |  | 914.66 | 0 |  | 914.66 | 0 |  | 928.4912 | 0.0024 |  | 914.66 | 0.006879 |  | 914.66 | 0 |  | 914.66 | 0 |  | 914.66 | 0
| 929.0096 | -0.00281 |  | 914.8954 | 0 |  | 914.8954 | 0 |  | 928.7326 | 0.00421 |  | 914.8954 | 0.0018472 |  | 914.8954 | 0 |  | 914.8954 | 0 |  | 914.8954 | 0
| 929.2514 | 0.00236 |  | 915.1308 | 0 |  | 915.1308 | 0 |  | 928.974 | 0.00421 |  | 915.1308 | 0.006588 |  | 915.1308 | 0 |  | 915.1308 | 0 |  | 915.1308 | 0
| 929.4932 | -0.0035 |  | 915.3663 | 0 |  | 915.3663 | 0 |  | 929.2155 | 0.0036 |  | 915.3663 | 0.0026457 |  | 915.3663 | 0 |  | 915.3663 | 0 |  | 915.3663 | 0
| 929.7351 | -0.00579 |  | 915.6017 | 0 |  | 915.6017 | 0 |  | 929.4569 | 0.0024 |  | 915.6017 | 0.0059327 |  | 915.6017 | 0 |  | 915.6017 | 0 |  | 915.6017 | 0
| 929.9769 | 0.00022643 |  | 915.8372 | 0 |  | 915.8372 | 0 |  | 929.6983 | 0.0016 |  | 915.8372 | 0.0027511 |  | 915.8372 | 0 |  | 915.8372 | 0 |  | 915.8372 | 0
| 930.2188 | 0.00129 |  | 916.0726 | 0 |  | 916.0726 | 0 |  | 929.9398 | 0.0018 |  | 916.0726 | 0.0061318 |  | 916.0726 | 0 |  | 916.0726 | 0 |  | 916.0726 | 0
| 930.4606 | -0.00617 |  | 916.3081 | 0 |  | 916.3081 | 0 |  | 930.1812 | 0.0038 |  | 916.3081 | 0.0031057 |  | 916.3081 | 0 |  | 916.3081 | 0 |  | 916.3081 | 0
| 930.7025 | 0.00216 |  | 916.5436 | 0 |  | 916.5436 | 0 |  | 930.4227 | 0.0026 |  | 916.5436 | 0.0064334 |  | 916.5436 | 0 |  | 916.5436 | 0 |  | 916.5436 | 0
| 930.9444 | -0.00216 |  | 916.7791 | 0 |  | 916.779 | 0 |  | 930.6641 | 0.00461 |  | 916.7791 | 0.0023187 |  | 916.7791 | 0 |  | 916.779 | 0 |  | 916.7791 | 0
| 931.1863 | 0.00268 |  | 917.0145 | 0 |  | 917.0145 | 0 |  | 930.9056 | 0.00541 |  | 917.0145 | 0.0059838 |  | 917.0145 | 0 |  | 917.0145 | 0 |  | 917.0145 | 0
| 931.4282 | -0.00421 |  | 917.25 | 0 |  | 917.25 | 0 |  | 931.1471 | 0.004 |  | 917.25 | 0.0033992 |  | 917.25 | 0 |  | 917.25 | 0 |  | 917.25 | 0
| 931.6701 | 0.00339 |  | 917.4855 | 0 |  | 917.4855 | 0 |  | 931.3886 | 0.0018 |  | 917.4855 | 0.0062079 |  | 917.4855 | 0 |  | 917.4855 | 0 |  | 917.4855 | 0
| 931.912 | -0.00051508 |  | 917.721 | 0 |  | 917.721 | 0 |  | 931.63 | 0.0032 |  | 917.721 | 0.0024156 |  | 917.721 | 0 |  | 917.721 | 0 |  | 917.721 | 0
| 932.1539 | 0.00598 |  | 917.9565 | 0 |  | 917.9565 | 0 |  | 931.8715 | 0.0032 |  | 917.9565 | 0.0070167 |  | 917.9565 | 0 |  | 917.9565 | 0 |  | 917.9565 | 0
| 932.3958 | 0.00363 |  | 918.1921 | 0 |  | 918.1921 | 0 |  | 932.113 | 0.004 |  | 918.1921 | 0.0033608 |  | 918.1921 | 0 |  | 918.1921 | 0 |  | 918.1921 | 0
| 932.6377 | 0.001 |  | 918.4276 | 0 |  | 918.4275 | 0 |  | 932.3545 | 0.002 |  | 918.4276 | 0.0068424 |  | 918.4276 | 0 |  | 918.4275 | 0 |  | 918.4276 | 0
| 932.8796 | -0.00185 |  | 918.6631 | 0 |  | 918.6631 | 0 |  | 932.596 | 0.0036 |  | 918.6631 | 0.0022097 |  | 918.6631 | 0 |  | 918.6631 | 0 |  | 918.6631 | 0
| 933.1216 | 0.0022 |  | 918.8986 | 0 |  | 918.8986 | 0 |  | 932.8375 | 0.002 |  | 918.8986 | 0.006906 |  | 918.8986 | 0 |  | 918.8986 | 0 |  | 918.8986 | 0
| 933.3635 | -0.00266 |  | 919.1342 | 0 |  | 919.1342 | 0 |  | 933.0791 | 0.003 |  | 919.1342 | 0.0025604 |  | 919.1342 | 0 |  | 919.1342 | 0 |  | 919.1342 | 0
| 933.6055 | 0.00204 |  | 919.3698 | 0 |  | 919.3697 | 0 |  | 933.3206 | 0.0016 |  | 919.3698 | 0.007262 |  | 919.3698 | 0 |  | 919.3697 | 0 |  | 919.3698 | 0
| 933.8474 | -0.00637 |  | 919.6053 | 0 |  | 919.6053 | 0 |  | 933.5621 | 0.0032 |  | 919.6053 | 0.0026877 |  | 919.6053 | 0 |  | 919.6053 | 0 |  | 919.6053 | 0
| 934.0894 | 0.00174 |  | 919.8409 | 0 |  | 919.8409 | 0 |  | 933.8036 | 0.004 |  | 919.8409 | 0.0071628 |  | 919.8409 | 0 |  | 919.8409 | 0 |  | 919.8409 | 0
| 934.3314 | -0.00278 |  | 920.0764 | 0 |  | 920.0764 | 0 |  | 934.0452 | 0.00421 |  | 920.0764 | 0.0030235 |  | 920.0764 | 0 |  | 920.0764 | 0 |  | 920.0764 | 0
| 934.5734 | -0.00128 |  | 920.312 | 0 |  | 920.312 | 0 |  | 934.2867 | 0.0028 |  | 920.312 | 0.0073917 |  | 920.312 | 0 |  | 920.312 | 0 |  | 920.312 | 0
| 934.8153 | 0.00035628 |  | 920.5476 | 0 |  | 920.5476 | 0 |  | 934.5283 | 0.0034 |  | 920.5476 | 0.0031502 |  | 920.5476 | 0 |  | 920.5476 | 0 |  | 920.5476 | 0
| 935.0573 | 0.00087978 |  | 920.7831 | 0 |  | 920.7831 | 0 |  | 934.7699 | 0.0032 |  | 920.7831 | 0.0069508 |  | 920.7831 | 0 |  | 920.7831 | 0 |  | 920.7831 | 0
| 935.2993 | -0.00856 |  | 921.0187 | 0 |  | 921.0187 | 0 |  | 935.0114 | 0.004 |  | 921.0187 | 0.0034725 |  | 921.0187 | 0 |  | 921.0187 | 0 |  | 921.0187 | 0
| 935.5413 | -0.00035933 |  | 921.2543 | 0 |  | 921.2543 | 0 |  | 935.253 | 0.0028 |  | 921.2543 | 0.0071564 |  | 921.2543 | 0 |  | 921.2543 | 0 |  | 921.2543 | 0
| 935.7834 | -0.00757 |  | 921.49 | 0 |  | 921.49 | 0 |  | 935.4946 | 0.00421 |  | 921.49 | 0.0035224 |  | 921.49 | 0 |  | 921.49 | 0 |  | 921.49 | 0
| 936.0254 | 0.0001215 |  | 921.7256 | 0 |  | 921.7256 | 0 |  | 935.7362 | 0.0028 |  | 921.7256 | 0.0065825 |  | 921.7256 | 0 |  | 921.7256 | 0 |  | 921.7256 | 0
| 936.2674 | -0.00219 |  | 921.9612 | 0 |  | 921.9612 | 0 |  | 935.9777 | 0.00741 |  | 921.9612 | 0.0021586 |  | 921.9612 | 0 |  | 921.9612 | 0 |  | 921.9612 | 0
| 936.5095 | 0.00456 |  | 922.1968 | 0 |  | 922.1968 | 0 |  | 936.2193 | 0.00521 |  | 922.1968 | 0.0072964 |  | 922.1968 | 0 |  | 922.1968 | 0 |  | 922.1968 | 0
| 936.7515 | -0.00676 |  | 922.4324 | 0 |  | 922.4324 | 0 |  | 936.4609 | 0.00561 |  | 922.4324 | 0.003081 |  | 922.4324 | 0 |  | 922.4324 | 0 |  | 922.4324 | 0
| 936.9936 | 0.00070003 |  | 922.6681 | 0 |  | 922.6681 | 0 |  | 936.7025 | 0.0036 |  | 922.6681 | 0.0066332 |  | 922.6681 | 0 |  | 922.6681 | 0 |  | 922.6681 | 0
| 937.2356 | -0.00427 |  | 922.9037 | 0 |  | 922.9037 | 0 |  | 936.9442 | 0.0038 |  | 922.9037 | 0.0032041 |  | 922.9037 | 0 |  | 922.9037 | 0 |  | 922.9037 | 0
| 937.4777 | 0.0029 |  | 923.1394 | 0 |  | 923.1394 | 0 |  | 937.1858 | 0.00421 |  | 923.1394 | 0.0073504 |  | 923.1394 | 0 |  | 923.1394 | 0 |  | 923.1394 | 0
| 937.7197 | -0.00545 |  | 923.3751 | 0 |  | 923.3751 | 0 |  | 937.4274 | 0.003 |  | 923.3751 | 0.0027095 |  | 923.3751 | 0 |  | 923.3751 | 0 |  | 923.3751 | 0
| 937.9618 | -0.00107 |  | 923.6107 | 0 |  | 923.6107 | 0 |  | 937.669 | 0.00441 |  | 923.6107 | 0.0083552 |  | 923.6107 | 0 |  | 923.6107 | 0 |  | 923.6107 | 0
| 938.2039 | -0.0035 |  | 923.8464 | 0 |  | 923.8464 | 0 |  | 937.9107 | 0.0008008 |  | 923.8464 | 0.0028795 |  | 923.8464 | 0 |  | 923.8464 | 0 |  | 923.8464 | 0
| 938.446 | 0.00385 |  | 924.082 | 0 |  | 924.082 | 0 |  | 938.1523 | 0.0038 |  | 924.082 | 0.0069272 |  | 924.082 | 0 |  | 924.082 | 0 |  | 924.082 | 0
| 938.6881 | -0.0017 |  | 924.3177 | 0 |  | 924.3178 | 0 |  | 938.394 | 0.001 |  | 924.3177 | 0.0026061 |  | 924.3177 | 0 |  | 924.3178 | 0 |  | 924.3177 | 0
| 938.9302 | 0.00183 |  | 924.5534 | 0 |  | 924.5534 | 0 |  | 938.6356 | 0.00441 |  | 924.5534 | 0.0076735 |  | 924.5534 | 0 |  | 924.5534 | 0 |  | 924.5534 | 0
| 939.1723 | 0.00212 |  | 924.7891 | 0 |  | 924.7891 | 0 |  | 938.8773 | 0.00481 |  | 924.7891 | 0.0030155 |  | 924.7891 | 0 |  | 924.7891 | 0 |  | 924.7891 | 0
| 939.4144 | 0.00113 |  | 925.0248 | 0 |  | 925.0248 | 0 |  | 939.1189 | 0.00521 |  | 925.0248 | 0.007708 |  | 925.0248 | 0 |  | 925.0248 | 0 |  | 925.0248 | 0
| 939.6566 | -0.00070058 |  | 925.2605 | 0 |  | 925.2605 | 0 |  | 939.3606 | 0.0016 |  | 925.2605 | 0.0023028 |  | 925.2605 | 0 |  | 925.2605 | 0 |  | 925.2605 | 0
| 939.8987 | -0.00029893 |  | 925.4962 | 0 |  | 925.4962 | 0 |  | 939.6023 | 0.00481 |  | 925.4962 | 0.0090978 |  | 925.4962 | 0 |  | 925.4962 | 0 |  | 925.4962 | 0
| 940.1408 | -0.01191 |  | 925.7319 | 0 |  | 925.7319 | 0 |  | 939.8439 | 0.0018 |  | 925.7319 | 0.0040633 |  | 925.7319 | 0 |  | 925.7319 | 0 |  | 925.7319 | 0
| 940.383 | 0.00235 |  | 925.9677 | 0 |  | 925.9677 | 0 |  | 940.0856 | 0.00441 |  | 925.9677 | 0.0078379 |  | 925.9677 | 0 |  | 925.9677 | 0 |  | 925.9677 | 0
| 940.6251 | 0.00062205 |  | 926.2034 | 0 |  | 926.2034 | 0 |  | 940.3273 | 0.0022 |  | 926.2034 | 0.0032274 |  | 926.2034 | 0 |  | 926.2034 | 0 |  | 926.2034 | 0
| 940.8673 | 0.01087 |  | 926.4391 | 0 |  | 926.4392 | 0 |  | 940.569 | 0.00521 |  | 926.4391 | 0.0077613 |  | 926.4391 | 0 |  | 926.4392 | 0 |  | 926.4391 | 0
| 941.1095 | -0.00659 |  | 926.6749 | 0 |  | 926.6749 | 0 |  | 940.8107 | 0.00441 |  | 926.6749 | 0.0036777 |  | 926.6749 | 0 |  | 926.6749 | 0 |  | 926.6749 | 0
| 941.3516 | 0.00243 |  | 926.9106 | 0 |  | 926.9106 | 0 |  | 941.0524 | 0.00501 |  | 926.9106 | 0.0075357 |  | 926.9106 | 0 |  | 926.9106 | 0 |  | 926.9106 | 0
| 941.5938 | -0.00488 |  | 927.1464 | 0 |  | 927.1464 | 0 |  | 941.2941 | 0.00421 |  | 927.1464 | 0.003153 |  | 927.1464 | 0 |  | 927.1464 | 0 |  | 927.1464 | 0
| 941.836 | 0.00457 |  | 927.3821 | 0 |  | 927.3821 | 0 |  | 941.5359 | 0.00501 |  | 927.3821 | 0.0072403 |  | 927.3821 | 0 |  | 927.3821 | 0 |  | 927.3821 | 0
| 942.0782 | -0.01815 |  | 927.6179 | 0 |  | 927.6179 | 0 |  | 941.7776 | 0.0034 |  | 927.6179 | 0.0036938 |  | 927.6179 | 0 |  | 927.6179 | 0 |  | 927.6179 | 0
| 942.3204 | -0.00488 |  | 927.8537 | 0 |  | 927.8537 | 0 |  | 942.0193 | 0.00581 |  | 927.8537 | 0.0079206 |  | 927.8537 | 0 |  | 927.8537 | 0 |  | 927.8537 | 0
| 942.5626 | -0.00054364 |  | 928.0895 | 0 |  | 928.0895 | 0 |  | 942.2611 | 0.0014 |  | 928.0895 | 0.0075236 |  | 928.0895 | 0 |  | 928.0895 | 0 |  | 928.0895 | 0
| 942.8048 | -0.00671 |  | 928.3253 | 0 |  | 928.3253 | 0 |  | 942.5028 | 0.00861 |  | 928.3253 | 0.0038016 |  | 928.3253 | 0 |  | 928.3253 | 0 |  | 928.3253 | 0
| 943.047 | 0.00147 |  | 928.5611 | 0 |  | 928.5611 | 0 |  | 942.7446 | 0.0028 |  | 928.5611 | 0.0080445 |  | 928.5611 | 0 |  | 928.5611 | 0 |  | 928.5611 | 0
| 943.2893 | -0.00228 |  | 928.7969 | 0 |  | 928.7969 | 0 |  | 942.9863 | 0.0038 |  | 928.7969 | 0.0027224 |  | 928.7969 | 0 |  | 928.7969 | 0 |  | 928.7969 | 0
| 943.5315 | 0.00247 |  | 929.0327 | 0 |  | 929.0326 | 0 |  | 943.2281 | 0.0034 |  | 929.0327 | 0.0074787 |  | 929.0327 | 0 |  | 929.0326 | 0 |  | 929.0327 | 0
| 943.7737 | -0.00361 |  | 929.2685 | 0 |  | 929.2685 | 0 |  | 943.4698 | 0.00761 |  | 929.2685 | 0.0034688 |  | 929.2685 | 0 |  | 929.2685 | 0 |  | 929.2685 | 0
| 944.016 | 0.00299 |  | 929.5043 | 0 |  | 929.5043 | 0 |  | 943.7116 | 0.0036 |  | 929.5043 | 0.0090365 |  | 929.5043 | 0 |  | 929.5043 | 0 |  | 929.5043 | 0
| 944.2582 | -0.00479 |  | 929.7401 | 0 |  | 929.7401 | 0 |  | 943.9534 | 0.00481 |  | 929.7401 | 0.003167 |  | 929.7401 | 0 |  | 929.7401 | 0 |  | 929.7401 | 0
| 944.5005 | 0.00499 |  | 929.976 | 0 |  | 929.976 | 0 |  | 944.1952 | 0.0014 |  | 929.976 | 0.0092845 |  | 929.976 | 0 |  | 929.976 | 0 |  | 929.976 | 0
| 944.7428 | 0.01181 |  | 930.2118 | 0 |  | 930.2118 | 0 |  | 944.4369 | 0.00561 |  | 930.2118 | 0.002911 |  | 930.2118 | 0 |  | 930.2118 | 0 |  | 930.2118 | 0
| 944.9851 | 0.00184 |  | 930.4476 | 0 |  | 930.4476 | 0 |  | 944.6787 | 0.0022 |  | 930.4476 | 0.0084525 |  | 930.4476 | 0 |  | 930.4476 | 0 |  | 930.4476 | 0
| 945.2273 | -0.00522 |  | 930.6835 | 0 |  | 930.6835 | 0 |  | 944.9205 | 0.00661 |  | 930.6835 | 0.0025109 |  | 930.6835 | 0 |  | 930.6835 | 0 |  | 930.6835 | 0
| 945.4696 | 0.01223 |  | 930.9194 | 0 |  | 930.9194 | 0 |  | 945.1623 | 0.0032 |  | 930.9194 | 0.00828 |  | 930.9194 | 0 |  | 930.9194 | 0 |  | 930.9194 | 0
| 945.7119 | -0.00378 |  | 931.1552 | 0 |  | 931.1552 | 0 |  | 945.4041 | 0.00581 |  | 931.1552 | 0.0029359 |  | 931.1552 | 0 |  | 931.1552 | 0 |  | 931.1552 | 0
| 945.9542 | -0.00276 |  | 931.3911 | 0 |  | 931.3911 | 0 |  | 945.646 | 0.0026 |  | 931.3911 | 0.0088957 |  | 931.3911 | 0 |  | 931.3911 | 0 |  | 931.3911 | 0
| 946.1965 | -0.00367 |  | 931.627 | 0 |  | 931.6269 | 0 |  | 945.8878 | 0.00541 |  | 931.627 | 0.0039678 |  | 931.627 | 0 |  | 931.6269 | 0 |  | 931.627 | 0
| 946.4389 | 0.00471 |  | 931.8629 | 0 |  | 931.8628 | 0 |  | 946.1296 | 0.00521 |  | 931.8629 | 0.0086677 |  | 931.8629 | 0 |  | 931.8628 | 0 |  | 931.8629 | 0
| 946.6812 | -0.00323 |  | 932.0988 | 0 |  | 932.0987 | 0 |  | 946.3714 | 0.00481 |  | 932.0988 | 0.0037911 |  | 932.0988 | 0 |  | 932.0987 | 0 |  | 932.0988 | 0
| 946.9235 | 0.00789 |  | 932.3347 | 0 |  | 932.3347 | 0 |  | 946.6133 | 0.0022 |  | 932.3347 | 0.009509 |  | 932.3347 | 0 |  | 932.3347 | 0 |  | 932.3347 | 0
| 947.1658 | -0.0012 |  | 932.5706 | 0 |  | 932.5706 | 0 |  | 946.8551 | 0.00521 |  | 932.5706 | 0.0028116 |  | 932.5706 | 0 |  | 932.5706 | 0 |  | 932.5706 | 0
| 947.4082 | 0.00623 |  | 932.8065 | 0 |  | 932.8065 | 0 |  | 947.097 | 0.0034 |  | 932.8065 | 0.0083678 |  | 932.8065 | 0 |  | 932.8065 | 0 |  | 932.8065 | 0
| 947.6505 | -0.00291 |  | 933.0424 | 0 |  | 933.0424 | 0 |  | 947.3388 | 0.00881 |  | 933.0424 | 0.0030364 |  | 933.0424 | 0 |  | 933.0424 | 0 |  | 933.0424 | 0
| 947.8929 | 0.00471 |  | 933.2783 | 0 |  | 933.2783 | 0 |  | 947.5807 | 0.00681 |  | 933.2783 | 0.0092589 |  | 933.2783 | 0 |  | 933.2783 | 0 |  | 933.2783 | 0
| 948.1353 | -0.00247 |  | 933.5142 | 0 |  | 933.5142 | 0 |  | 947.8226 | 0.00801 |  | 933.5142 | 0.0035509 |  | 933.5142 | 0 |  | 933.5142 | 0 |  | 933.5142 | 0
| 948.3776 | 0.00069639 |  | 933.7501 | 0 |  | 933.7501 | 0 |  | 948.0644 | 0.0034 |  | 933.7501 | 0.0088318 |  | 933.7501 | 0 |  | 933.7501 | 0 |  | 933.7501 | 0
| 948.62 | -0.00053234 |  | 933.9861 | 0 |  | 933.9861 | 0 |  | 948.3063 | 0.00921 |  | 933.9861 | 0.0027217 |  | 933.9861 | 0 |  | 933.9861 | 0 |  | 933.9861 | 0
| 948.8624 | 0.01045 |  | 934.222 | 0 |  | 934.222 | 0 |  | 948.5482 | 0.001 |  | 934.222 | 0.0094954 |  | 934.222 | 0 |  | 934.222 | 0 |  | 934.222 | 0
| 949.1048 | 0.00375 |  | 934.4579 | 0 |  | 934.4579 | 0 |  | 948.7901 | 0.0036 |  | 934.4579 | 0.0043638 |  | 934.4579 | 0 |  | 934.4579 | 0 |  | 934.4579 | 0
| 949.3472 | 0.00626 |  | 934.6939 | 0 |  | 934.6939 | 0 |  | 949.032 | 0.0026 |  | 934.6939 | 0.0097708 |  | 934.6939 | 0 |  | 934.6939 | 0 |  | 934.6939 | 0
| 949.5896 | -0.00301 |  | 934.9299 | 0 |  | 934.9299 | 0 |  | 949.2739 | 0.00701 |  | 934.9299 | 0.0025015 |  | 934.9299 | 0 |  | 934.9299 | 0 |  | 934.9299 | 0
| 949.832 | 0.00533 |  | 935.1658 | 0 |  | 935.1658 | 0 |  | 949.5158 | 0.003 |  | 935.1658 | 0.0095904 |  | 935.1658 | 0 |  | 935.1658 | 0 |  | 935.1658 | 0
| 950.0744 | -0.01113 |  | 935.4018 | 0 |  | 935.4018 | 0 |  | 949.7577 | 0.00721 |  | 935.4018 | 0.0035473 |  | 935.4018 | 0 |  | 935.4018 | 0 |  | 935.4018 | 0
| 950.3169 | 0.00081855 |  | 935.6378 | 0 |  | 935.6378 | 0 |  | 949.9996 | 0.004 |  | 935.6378 | 0.009837 |  | 935.6378 | 0 |  | 935.6378 | 0 |  | 935.6378 | 0
| 950.5593 | -0.00483 |  | 935.8738 | 0 |  | 935.8738 | 0 |  | 950.2415 | 0.00461 |  | 935.8738 | 0.0041265 |  | 935.8738 | 0 |  | 935.8738 | 0 |  | 935.8738 | 0
| 950.8017 | 0.00306 |  | 936.1097 | 0 |  | 936.1097 | 0 |  | 950.4834 | 0.00641 |  | 936.1097 | 0.0094056 |  | 936.1097 | 0 |  | 936.1097 | 0 |  | 936.1097 | 0
| 951.0442 | -0.0011 |  | 936.3458 | 0 |  | 936.3458 | 0 |  | 950.7254 | 0.00861 |  | 936.3458 | 0.0036005 |  | 936.3458 | 0 |  | 936.3458 | 0 |  | 936.3458 | 0
| 951.2866 | -0.00202 |  | 936.5818 | 0 |  | 936.5818 | 0 |  | 950.9673 | 0.00421 |  | 936.5818 | 0.010259 |  | 936.5818 | 0 |  | 936.5818 | 0 |  | 936.5818 | 0
| 951.5291 | -0.00547 |  | 936.8178 | 0 |  | 936.8178 | 0 |  | 951.2093 | 0.00461 |  | 936.8178 | 0.0040921 |  | 936.8178 | 0 |  | 936.8178 | 0 |  | 936.8178 | 0
| 951.7715 | 0.00311 |  | 937.0538 | 0 |  | 937.0538 | 0 |  | 951.4512 | 0.0014 |  | 937.0538 | 0.01066 |  | 937.0538 | 0 |  | 937.0538 | 0 |  | 937.0538 | 0
| 952.014 | -0.00273 |  | 937.2899 | 0 |  | 937.2899 | 0 |  | 951.6932 | 0.004 |  | 937.2899 | 0.003553 |  | 937.2899 | 0 |  | 937.2899 | 0 |  | 937.2899 | 0
| 952.2565 | 0.00571 |  | 937.5259 | 0 |  | 937.5259 | 0 |  | 951.9351 | 0.00441 |  | 937.5259 | 0.0094668 |  | 937.5259 | 0 |  | 937.5259 | 0 |  | 937.5259 | 0
| 952.499 | -0.00993 |  | 937.7619 | 0 |  | 937.7619 | 0 |  | 952.1771 | 0.00661 |  | 937.7619 | 0.0037912 |  | 937.7619 | 0 |  | 937.7619 | 0 |  | 937.7619 | 0
| 952.7415 | 0.00303 |  | 937.9979 | 0 |  | 937.9979 | 0 |  | 952.4191 | 0.0034 |  | 937.9979 | 0.010558 |  | 937.9979 | 0 |  | 937.9979 | 0 |  | 937.9979 | 0
| 952.984 | -0.00555 |  | 938.234 | 0 |  | 938.234 | 0 |  | 952.661 | 0.00481 |  | 938.234 | 0.0049878 |  | 938.234 | 0 |  | 938.234 | 0 |  | 938.234 | 0
| 953.2265 | -0.00076624 |  | 938.47 | 0 |  | 938.47 | 0 |  | 952.903 | 0.0034 |  | 938.47 | 0.010479 |  | 938.47 | 0 |  | 938.47 | 0 |  | 938.47 | 0
| 953.469 | 0.00646 |  | 938.7061 | 0 |  | 938.7061 | 0 |  | 953.145 | 0.00621 |  | 938.7061 | 0.0046176 |  | 938.7061 | 0 |  | 938.7061 | 0 |  | 938.7061 | 0
| 953.7115 | 0.0062 |  | 938.9421 | 0 |  | 938.9421 | 0 |  | 953.387 | 0.0016 |  | 938.9421 | 0.011202 |  | 938.9421 | 0 |  | 938.9421 | 0 |  | 938.9421 | 0
| 953.954 | -0.00473 |  | 939.1782 | 0 |  | 939.1782 | 0 |  | 953.629 | 0.0038 |  | 939.1782 | 0.0045548 |  | 939.1782 | 0 |  | 939.1782 | 0 |  | 939.1782 | 0
| 954.1966 | 0.00246 |  | 939.4143 | 0 |  | 939.4143 | 0 |  | 953.871 | 0.003 |  | 939.4143 | 0.0091387 |  | 939.4143 | 0 |  | 939.4143 | 0 |  | 939.4143 | 0
| 954.4391 | -0.00889 |  | 939.6504 | 0 |  | 939.6504 | 0 |  | 954.113 | 0.00401 |  | 939.6504 | 0.0053617 |  | 939.6504 | 0 |  | 939.6504 | 0 |  | 939.6504 | 0
| 954.6817 | 0.00469 |  | 939.8865 | 0 |  | 939.8865 | 0 |  | 954.355 | 0.0034 |  | 939.8865 | 0.011679 |  | 939.8865 | 0 |  | 939.8865 | 0 |  | 939.8865 | 0
| 954.9242 | -0.0014 |  | 940.1226 | 0 |  | 940.1226 | 0 |  | 954.597 | 0.00601 |  | 940.1226 | 0.0040755 |  | 940.1226 | 0 |  | 940.1226 | 0 |  | 940.1226 | 0
| 955.1668 | 0.00213 |  | 940.3587 | 0 |  | 940.3587 | 0 |  | 954.8391 | 0.0036 |  | 940.3587 | 0.012581 |  | 940.3587 | 0 |  | 940.3587 | 0 |  | 940.3587 | 0
| 955.4093 | -0.00649 |  | 940.5948 | 0 |  | 940.5948 | 0 |  | 955.0811 | 0.004 |  | 940.5948 | 0.0053129 |  | 940.5948 | 0 |  | 940.5948 | 0 |  | 940.5948 | 0
| 955.6519 | -0.00241 |  | 940.8309 | 0 |  | 940.8309 | 0 |  | 955.3231 | 0.00461 |  | 940.8309 | 0.011822 |  | 940.8309 | 0 |  | 940.8309 | 0 |  | 940.8309 | 0
| 955.8945 | -0.00502 |  | 941.067 | 0 |  | 941.067 | 0 |  | 955.5652 | 0.00541 |  | 941.067 | 0.0057127 |  | 941.067 | 0 |  | 941.067 | 0 |  | 941.067 | 0
| 956.1371 | 0.00657 |  | 941.3032 | 0 |  | 941.3032 | 0 |  | 955.8072 | 0.0028 |  | 941.3032 | 0.011537 |  | 941.3032 | 0 |  | 941.3032 | 0 |  | 941.3032 | 0
| 956.3797 | -0.00289 |  | 941.5393 | 0 |  | 941.5393 | 0 |  | 956.0493 | 0.00501 |  | 941.5393 | 0.0050316 |  | 941.5393 | 0 |  | 941.5393 | 0 |  | 941.5393 | 0
| 956.6223 | 0.00334 |  | 941.7755 | 0 |  | 941.7754 | 0 |  | 956.2913 | 0.003 |  | 941.7755 | 0.011898 |  | 941.7755 | 0 |  | 941.7754 | 0 |  | 941.7755 | 0
| 956.8649 | -0.00295 |  | 942.0116 | 0 |  | 942.0116 | 0 |  | 956.5334 | 0.00561 |  | 942.0116 | 0.0051834 |  | 942.0116 | 0 |  | 942.0116 | 0 |  | 942.0116 | 0
| 957.1075 | 0.01452 |  | 942.2477 | 0 |  | 942.2477 | 0 |  | 956.7755 | 0.0036 |  | 942.2477 | 0.012464 |  | 942.2477 | 0 |  | 942.2477 | 0 |  | 942.2477 | 0
| 957.3501 | -0.00373 |  | 942.4839 | 0 |  | 942.4839 | 0 |  | 957.0175 | 0.00581 |  | 942.4839 | 0.0060108 |  | 942.4839 | 0 |  | 942.4839 | 0 |  | 942.4839 | 0
| 957.5927 | -0.00369 |  | 942.72 | 0 |  | 942.72 | 0 |  | 957.2596 | 0.0038 |  | 942.72 | 0.012647 |  | 942.72 | 0 |  | 942.72 | 0 |  | 942.72 | 0
| 957.8354 | -0.00649 |  | 942.9562 | 0 |  | 942.9562 | 0 |  | 957.5017 | 0.00441 |  | 942.9562 | 0.0045697 |  | 942.9562 | 0 |  | 942.9562 | 0 |  | 942.9562 | 0
| 958.078 | -0.00039666 |  | 943.1924 | 0 |  | 943.1924 | 0 |  | 957.7438 | 0.002 |  | 943.1924 | 0.012739 |  | 943.1924 | 0 |  | 943.1924 | 0 |  | 943.1924 | 0
| 958.3207 | -0.00885 |  | 943.4286 | 0 |  | 943.4286 | 0 |  | 957.9859 | 0.00481 |  | 943.4286 | 0.0054799 |  | 943.4286 | 0 |  | 943.4286 | 0 |  | 943.4286 | 0
| 958.5633 | 0.00355 |  | 943.6648 | 0 |  | 943.6648 | 0 |  | 958.228 | 0.0038 |  | 943.6648 | 0.013188 |  | 943.6648 | 0 |  | 943.6648 | 0 |  | 943.6648 | 0
| 958.806 | 0.00067926 |  | 943.901 | 0 |  | 943.901 | 0 |  | 958.4701 | 0.00461 |  | 943.901 | 0.0043634 |  | 943.901 | 0 |  | 943.901 | 0 |  | 943.901 | 0
| 959.0486 | 0.00776 |  | 944.1371 | 0 |  | 944.1372 | 0 |  | 958.7122 | 0.0036 |  | 944.1371 | 0.013651 |  | 944.1371 | 0 |  | 944.1372 | 0 |  | 944.1371 | 0
| 959.2913 | -0.00488 |  | 944.3734 | 0 |  | 944.3733 | 0 |  | 958.9543 | 0.00481 |  | 944.3734 | 0.0069769 |  | 944.3734 | 0 |  | 944.3733 | 0 |  | 944.3734 | 0
| 959.534 | 0.00521 |  | 944.6096 | 0 |  | 944.6096 | 0 |  | 959.1964 | 0.00401 |  | 944.6096 | 0.014302 |  | 944.6096 | 0 |  | 944.6096 | 0 |  | 944.6096 | 0
| 959.7767 | 0.00347 |  | 944.8458 | 0 |  | 944.8458 | 0 |  | 959.4386 | 0.00601 |  | 944.8458 | 0.005582 |  | 944.8458 | 0 |  | 944.8458 | 0 |  | 944.8458 | 0
| 960.0194 | 0.00673 |  | 945.082 | 0 |  | 945.082 | 0 |  | 959.6807 | 0.00541 |  | 945.082 | 0.013716 |  | 945.082 | 0 |  | 945.082 | 0 |  | 945.082 | 0
| 960.2621 | 0.00098261 |  | 945.3182 | 0 |  | 945.3182 | 0 |  | 959.9228 | 0.00441 |  | 945.3182 | 0.0064243 |  | 945.3182 | 0 |  | 945.3182 | 0 |  | 945.3182 | 0
| 960.5048 | 0.00111 |  | 945.5545 | 0 |  | 945.5545 | 0 |  | 960.165 | 0.00641 |  | 945.5545 | 0.013818 |  | 945.5545 | 0 |  | 945.5545 | 0 |  | 945.5545 | 0
| 960.7475 | -0.01336 |  | 945.7908 | 0 |  | 945.7908 | 0 |  | 960.4071 | 0.00541 |  | 945.7908 | 0.00436 |  | 945.7908 | 0 |  | 945.7908 | 0 |  | 945.7908 | 0
| 960.9902 | 0.00192 |  | 946.027 | 0 |  | 946.027 | 0 |  | 960.6493 | 0.00461 |  | 946.027 | 0.012569 |  | 946.027 | 0 |  | 946.027 | 0 |  | 946.027 | 0
| 961.2329 | -0.00912 |  | 946.2632 | 0 |  | 946.2632 | 0 |  | 960.8914 | 0.00541 |  | 946.2632 | 0.0068135 |  | 946.2632 | 0 |  | 946.2632 | 0 |  | 946.2632 | 0
| 961.4757 | 0.0103 |  | 946.4995 | 0 |  | 946.4995 | 0 |  | 961.1336 | 0.00581 |  | 946.4995 | 0.014943 |  | 946.4995 | 0 |  | 946.4995 | 0 |  | 946.4995 | 0
| 961.7184 | 1.4891e-05 |  | 946.7358 | 0 |  | 946.7358 | 0 |  | 961.3758 | 0.00661 |  | 946.7358 | 0.0066982 |  | 946.7358 | 0 |  | 946.7358 | 0 |  | 946.7358 | 0
| 961.9612 | 0.00369 |  | 946.972 | 0 |  | 946.972 | 0 |  | 961.618 | 0.0034 |  | 946.972 | 0.014818 |  | 946.972 | 0 |  | 946.972 | 0 |  | 946.972 | 0
| 962.2039 | -0.00525 |  | 947.2083 | 0 |  | 947.2083 | 0 |  | 961.8601 | 0.0032 |  | 947.2083 | 0.0048657 |  | 947.2083 | 0 |  | 947.2083 | 0 |  | 947.2083 | 0
| 962.4467 | 0.0083 |  | 947.4446 | 0 |  | 947.4446 | 0 |  | 962.1023 | 0.0034 |  | 947.4446 | 0.012698 |  | 947.4446 | 0 |  | 947.4446 | 0 |  | 947.4446 | 0
| 962.6894 | -0.00612 |  | 947.6809 | 0 |  | 947.6809 | 0 |  | 962.3445 | 0.00441 |  | 947.6809 | 0.0050449 |  | 947.6809 | 0 |  | 947.6809 | 0 |  | 947.6809 | 0
| 962.9322 | 0.0152 |  | 947.9172 | 0 |  | 947.9172 | 0 |  | 962.5867 | 0.00501 |  | 947.9172 | 0.013422 |  | 947.9172 | 0 |  | 947.9172 | 0 |  | 947.9172 | 0
| 963.175 | 0.00010708 |  | 948.1535 | 0 |  | 948.1535 | 0 |  | 962.8289 | 0.00561 |  | 948.1535 | 0.0042639 |  | 948.1535 | 0 |  | 948.1535 | 0 |  | 948.1535 | 0
| 963.4178 | 0.00355 |  | 948.3898 | 0 |  | 948.3898 | 0 |  | 963.0711 | 0.0038 |  | 948.3898 | 0.013526 |  | 948.3898 | 0 |  | 948.3898 | 0 |  | 948.3898 | 0
| 963.6606 | -0.00322 |  | 948.6262 | 0 |  | 948.6262 | 0 |  | 963.3133 | 0.00421 |  | 948.6262 | 0.0045041 |  | 948.6262 | 0 |  | 948.6262 | 0 |  | 948.6262 | 0
| 963.9034 | 0.00455 |  | 948.8625 | 0 |  | 948.8625 | 0 |  | 963.5556 | 0.003 |  | 948.8625 | 0.015597 |  | 948.8625 | 0 |  | 948.8625 | 0 |  | 948.8625 | 0
| 964.1462 | -0.0016 |  | 949.0988 | 0 |  | 949.0988 | 0 |  | 963.7978 | 0.0038 |  | 949.0988 | 0.0056201 |  | 949.0988 | 0 |  | 949.0988 | 0 |  | 949.0988 | 0
| 964.389 | -0.00195 |  | 949.3351 | 0 |  | 949.3351 | 0 |  | 964.04 | 0.00561 |  | 949.3351 | 0.013961 |  | 949.3351 | 0 |  | 949.3351 | 0 |  | 949.3351 | 0
| 964.6318 | -0.00426 |  | 949.5715 | 0 |  | 949.5715 | 0 |  | 964.2822 | 0.00601 |  | 949.5715 | 0.0064604 |  | 949.5715 | 0 |  | 949.5715 | 0 |  | 949.5715 | 0
| 964.8746 | -0.00133 |  | 949.8078 | 0 |  | 949.8078 | 0 |  | 964.5245 | 0.00481 |  | 949.8078 | 0.014771 |  | 949.8078 | 0 |  | 949.8078 | 0 |  | 949.8078 | 0
| 965.1174 | 0.00266 |  | 950.0441 | 0 |  | 950.0441 | 0 |  | 964.7667 | 0.00641 |  | 950.0441 | 0.0072752 |  | 950.0441 | 0 |  | 950.0441 | 0 |  | 950.0441 | 0
| 965.3603 | 0.002 |  | 950.2805 | 0 |  | 950.2805 | 0 |  | 965.009 | 0.00641 |  | 950.2805 | 0.014667 |  | 950.2805 | 0 |  | 950.2805 | 0 |  | 950.2805 | 0
| 965.6031 | -0.00293 |  | 950.5169 | 0 |  | 950.5169 | 0 |  | 965.2512 | 0.00501 |  | 950.5169 | 0.0069683 |  | 950.5169 | 0 |  | 950.5169 | 0 |  | 950.5169 | 0
| 965.846 | 0.00314 |  | 950.7532 | 0 |  | 950.7532 | 0 |  | 965.4935 | 0.00501 |  | 950.7532 | 0.012897 |  | 950.7532 | 0 |  | 950.7532 | 0 |  | 950.7532 | 0
| 966.0888 | -0.01046 |  | 950.9896 | 0 |  | 950.9896 | 0 |  | 965.7358 | 0.00601 |  | 950.9896 | 0.0047514 |  | 950.9896 | 0 |  | 950.9896 | 0 |  | 950.9896 | 0
| 966.3317 | 0.00748 |  | 951.226 | 0 |  | 951.226 | 0 |  | 965.978 | 0.00561 |  | 951.226 | 0.013899 |  | 951.226 | 0 |  | 951.226 | 0 |  | 951.226 | 0
| 966.5746 | -0.01123 |  | 951.4624 | 0 |  | 951.4624 | 0 |  | 966.2203 | 0.00641 |  | 951.4624 | 0.0051873 |  | 951.4624 | 0 |  | 951.4624 | 0 |  | 951.4624 | 0
| 966.8175 | 0.0062 |  | 951.6988 | 0 |  | 951.6988 | 0 |  | 966.4626 | 0.00401 |  | 951.6988 | 0.014178 |  | 951.6988 | 0 |  | 951.6988 | 0 |  | 951.6988 | 0
| 967.0603 | -0.00773 |  | 951.9352 | 0 |  | 951.9352 | 0 |  | 966.7049 | 0.003 |  | 951.9352 | 0.0059519 |  | 951.9352 | 0 |  | 951.9352 | 0 |  | 951.9352 | 0
| 967.3032 | 0.0016 |  | 952.1716 | 0 |  | 952.1716 | 0 |  | 966.9472 | 0.0036 |  | 952.1716 | 0.014222 |  | 952.1716 | 0 |  | 952.1716 | 0 |  | 952.1716 | 0
| 967.5461 | -0.00371 |  | 952.408 | 0 |  | 952.408 | 0 |  | 967.1895 | 0.00541 |  | 952.408 | 0.0039466 |  | 952.408 | 0 |  | 952.408 | 0 |  | 952.408 | 0
| 967.789 | 0.00756 |  | 952.6444 | 0 |  | 952.6444 | 0 |  | 967.4318 | 0.00641 |  | 952.6444 | 0.011806 |  | 952.6444 | 0 |  | 952.6444 | 0 |  | 952.6444 | 0
| 968.0319 | -0.00828 |  | 952.8809 | 0 |  | 952.8809 | 0 |  | 967.6741 | 0.00481 |  | 952.8809 | 0.0061284 |  | 952.8809 | 0 |  | 952.8809 | 0 |  | 952.8809 | 0
| 968.2749 | 0.00117 |  | 953.1172 | 0 |  | 953.1173 | 0 |  | 967.9164 | 0.00461 |  | 953.1172 | 0.014734 |  | 953.1172 | 0 |  | 953.1173 | 0 |  | 953.1172 | 0
| 968.5178 | 0.00184 |  | 953.3537 | 0 |  | 953.3537 | 0 |  | 968.1587 | 0.00601 |  | 953.3537 | 0.0055187 |  | 953.3537 | 0 |  | 953.3537 | 0 |  | 953.3537 | 0
| 968.7607 | -0.0003457 |  | 953.5901 | 0 |  | 953.5901 | 0 |  | 968.401 | 0.00681 |  | 953.5901 | 0.01404 |  | 953.5901 | 0 |  | 953.5901 | 0 |  | 953.5901 | 0
| 969.0036 | -0.00447 |  | 953.8266 | 0 |  | 953.8266 | 0 |  | 968.6434 | 0.00501 |  | 953.8266 | 0.0056027 |  | 953.8266 | 0 |  | 953.8266 | 0 |  | 953.8266 | 0
| 969.2466 | 0.00841 |  | 954.063 | 0 |  | 954.063 | 0 |  | 968.8857 | 0.0036 |  | 954.063 | 0.013798 |  | 954.063 | 0 |  | 954.063 | 0 |  | 954.063 | 0
| 969.4895 | -0.01121 |  | 954.2995 | 0 |  | 954.2995 | 0 |  | 969.128 | 0.0034 |  | 954.2995 | 0.0060635 |  | 954.2995 | 0 |  | 954.2995 | 0 |  | 954.2995 | 0
| 969.7325 | 0.00657 |  | 954.536 | 0 |  | 954.536 | 0 |  | 969.3704 | 0.00521 |  | 954.536 | 0.014067 |  | 954.536 | 0 |  | 954.536 | 0 |  | 954.536 | 0
| 969.9755 | -0.0082 |  | 954.7725 | 0 |  | 954.7725 | 0 |  | 969.6127 | 0.00521 |  | 954.7725 | 0.0060442 |  | 954.7725 | 0 |  | 954.7725 | 0 |  | 954.7725 | 0
| 970.2184 | -0.00518 |  | 955.0089 | 0 |  | 955.0089 | 0 |  | 969.8551 | 0.00481 |  | 955.0089 | 0.014356 |  | 955.0089 | 0 |  | 955.0089 | 0 |  | 955.0089 | 0
| 970.4614 | -0.0062 |  | 955.2454 | 0 |  | 955.2454 | 0 |  | 970.0974 | 0.00441 |  | 955.2454 | 0.004096 |  | 955.2454 | 0 |  | 955.2454 | 0 |  | 955.2454 | 0
| 970.7044 | 0.0048 |  | 955.4819 | 0 |  | 955.4819 | 0 |  | 970.3398 | 0.00521 |  | 955.4819 | 0.01445 |  | 955.4819 | 0 |  | 955.4819 | 0 |  | 955.4819 | 0
| 970.9474 | -0.00379 |  | 955.7184 | 0 |  | 955.7184 | 0 |  | 970.5822 | 0.00621 |  | 955.7184 | 0.0068558 |  | 955.7184 | 0 |  | 955.7184 | 0 |  | 955.7184 | 0
| 971.1904 | 0.00011649 |  | 955.9549 | 0 |  | 955.9549 | 0 |  | 970.8246 | 0.00561 |  | 955.9549 | 0.012025 |  | 955.9549 | 0 |  | 955.9549 | 0 |  | 955.9549 | 0
| 971.4334 | -0.00872 |  | 956.1914 | 0 |  | 956.1914 | 0 |  | 971.0669 | 0.003 |  | 956.1914 | 0.0038836 |  | 956.1914 | 0 |  | 956.1914 | 0 |  | 956.1914 | 0
| 971.6764 | 0.0029 |  | 956.4279 | 0 |  | 956.4279 | 0 |  | 971.3093 | 0.00521 |  | 956.4279 | 0.014582 |  | 956.4279 | 0 |  | 956.4279 | 0 |  | 956.4279 | 0
| 971.9194 | -0.00249 |  | 956.6644 | 0 |  | 956.6644 | 0 |  | 971.5517 | 0.00661 |  | 956.6644 | 0.0075526 |  | 956.6644 | 0 |  | 956.6644 | 0 |  | 956.6644 | 0
| 972.1624 | 0.00879 |  | 956.9009 | 0 |  | 956.9009 | 0 |  | 971.7941 | 0.00581 |  | 956.9009 | 0.014032 |  | 956.9009 | 0 |  | 956.9009 | 0 |  | 956.9009 | 0
| 972.4054 | -0.0058 |  | 957.1375 | 0 |  | 957.1375 | 0 |  | 972.0365 | 0.00501 |  | 957.1375 | 0.0057813 |  | 957.1375 | 0 |  | 957.1375 | 0 |  | 957.1375 | 0
| 972.6485 | 0.00475 |  | 957.374 | 0 |  | 957.374 | 0 |  | 972.2789 | 0.00501 |  | 957.374 | 0.012923 |  | 957.374 | 0 |  | 957.374 | 0 |  | 957.374 | 0
| 972.8915 | -0.00652 |  | 957.6106 | 0 |  | 957.6106 | 0 |  | 972.5213 | 0.00521 |  | 957.6106 | 0.0037371 |  | 957.6106 | 0 |  | 957.6106 | 0 |  | 957.6106 | 0
| 973.1345 | 0.00278 |  | 957.8471 | 0 |  | 957.8471 | 0 |  | 972.7637 | 0.00601 |  | 957.8471 | 0.014685 |  | 957.8471 | 0 |  | 957.8471 | 0 |  | 957.8471 | 0
| 973.3776 | -0.01216 |  | 958.0837 | 0 |  | 958.0837 | 0 |  | 973.0062 | 0.00421 |  | 958.0837 | 0.0059748 |  | 958.0837 | 0 |  | 958.0837 | 0 |  | 958.0837 | 0
| 973.6207 | 0.002 |  | 958.3203 | 0 |  | 958.3202 | 0 |  | 973.2486 | 0.00401 |  | 958.3203 | 0.014552 |  | 958.3203 | 0 |  | 958.3202 | 0 |  | 958.3203 | 0
| 973.8637 | -0.00971 |  | 958.5568 | 0 |  | 958.5568 | 0 |  | 973.491 | 0.00481 |  | 958.5568 | 0.0071423 |  | 958.5568 | 0 |  | 958.5568 | 0 |  | 958.5568 | 0
| 974.1068 | 0.01528 |  | 958.7934 | 0 |  | 958.7934 | 0 |  | 973.7335 | 0.0038 |  | 958.7934 | 0.015259 |  | 958.7934 | 0 |  | 958.7934 | 0 |  | 958.7934 | 0
| 974.3499 | -0.00161 |  | 959.03 | 0 |  | 959.03 | 0 |  | 973.9759 | 0.0034 |  | 959.03 | 0.0050369 |  | 959.03 | 0 |  | 959.03 | 0 |  | 959.03 | 0
| 974.593 | 0.00262 |  | 959.2665 | 0 |  | 959.2665 | 0 |  | 974.2183 | 0.004 |  | 959.2665 | 0.014526 |  | 959.2665 | 0 |  | 959.2665 | 0 |  | 959.2665 | 0
| 974.8361 | -0.0015 |  | 959.5031 | 0 |  | 959.5031 | 0 |  | 974.4608 | 0.00481 |  | 959.5031 | 0.0073396 |  | 959.5031 | 0 |  | 959.5031 | 0 |  | 959.5031 | 0
| 975.0792 | 0.00052302 |  | 959.7397 | 0 |  | 959.7397 | 0 |  | 974.7033 | 0.00541 |  | 959.7397 | 0.015813 |  | 959.7397 | 0 |  | 959.7397 | 0 |  | 959.7397 | 0
| 975.3223 | -0.00765 |  | 959.9763 | 0 |  | 959.9763 | 0 |  | 974.9457 | 0.0038 |  | 959.9763 | 0.0044209 |  | 959.9763 | 0 |  | 959.9763 | 0 |  | 959.9763 | 0
| 975.5654 | 0.00294 |  | 960.213 | 0 |  | 960.2129 | 0 |  | 975.1882 | 0.00621 |  | 960.213 | 0.012985 |  | 960.213 | 0 |  | 960.2129 | 0 |  | 960.213 | 0
| 975.8085 | -0.00223 |  | 960.4496 | 0 |  | 960.4496 | 0 |  | 975.4307 | 0.00701 |  | 960.4496 | 0.0052239 |  | 960.4496 | 0 |  | 960.4496 | 0 |  | 960.4496 | 0
| 976.0516 | -0.00148 |  | 960.6862 | 0 |  | 960.6862 | 0 |  | 975.6731 | 0.00741 |  | 960.6862 | 0.015015 |  | 960.6862 | 0 |  | 960.6862 | 0 |  | 960.6862 | 0
| 976.2947 | -0.000512 |  | 960.9228 | 0 |  | 960.9228 | 0 |  | 975.9156 | 0.00421 |  | 960.9228 | 0.0044938 |  | 960.9228 | 0 |  | 960.9228 | 0 |  | 960.9228 | 0
| 976.5379 | 0.00163 |  | 961.1594 | 0 |  | 961.1594 | 0 |  | 976.1581 | 0.00601 |  | 961.1594 | 0.01431 |  | 961.1594 | 0 |  | 961.1594 | 0 |  | 961.1594 | 0
| 976.781 | -0.0047 |  | 961.3961 | 0 |  | 961.3961 | 0 |  | 976.4006 | 0.00501 |  | 961.3961 | 0.0037688 |  | 961.3961 | 0 |  | 961.3961 | 0 |  | 961.3961 | 0
| 977.0242 | 0.00263 |  | 961.6327 | 0 |  | 961.6327 | 0 |  | 976.6431 | 0.00461 |  | 961.6327 | 0.015072 |  | 961.6327 | 0 |  | 961.6327 | 0 |  | 961.6327 | 0
| 977.2673 | 0.00024263 |  | 961.8694 | 0 |  | 961.8694 | 0 |  | 976.8856 | 0.00441 |  | 961.8694 | 0.0058007 |  | 961.8694 | 0 |  | 961.8694 | 0 |  | 961.8694 | 0
| 977.5105 | 0.00469 |  | 962.106 | 0 |  | 962.106 | 0 |  | 977.1281 | 0.00761 |  | 962.106 | 0.014929 |  | 962.106 | 0 |  | 962.106 | 0 |  | 962.106 | 0
| 977.7537 | -0.00749 |  | 962.3427 | 0 |  | 962.3427 | 0 |  | 977.3706 | 0.00741 |  | 962.3427 | 0.0074941 |  | 962.3427 | 0 |  | 962.3427 | 0 |  | 962.3427 | 0
| 977.9968 | 0.0007113 |  | 962.5793 | 0 |  | 962.5793 | 0 |  | 977.6132 | 0.00841 |  | 962.5793 | 0.013395 |  | 962.5793 | 0 |  | 962.5793 | 0 |  | 962.5793 | 0
| 978.24 | -0.00934 |  | 962.816 | 0 |  | 962.816 | 0 |  | 977.8557 | 0.0018 |  | 962.816 | 0.0050048 |  | 962.816 | 0 |  | 962.816 | 0 |  | 962.816 | 0
| 978.4832 | 0.00627 |  | 963.0527 | 0 |  | 963.0527 | 0 |  | 978.0982 | 0.0038 |  | 963.0527 | 0.015674 |  | 963.0527 | 0 |  | 963.0527 | 0 |  | 963.0527 | 0
| 978.7264 | -0.0048 |  | 963.2894 | 0 |  | 963.2894 | 0 |  | 978.3407 | 0.0036 |  | 963.2894 | 0.006068 |  | 963.2894 | 0 |  | 963.2894 | 0 |  | 963.2894 | 0
| 978.9696 | 0.00346 |  | 963.5261 | 0 |  | 963.5261 | 0 |  | 978.5833 | 0.0038 |  | 963.5261 | 0.015601 |  | 963.5261 | 0 |  | 963.5261 | 0 |  | 963.5261 | 0
| 979.2128 | 0.00319 |  | 963.7628 | 0 |  | 963.7628 | 0 |  | 978.8258 | 0.00521 |  | 963.7628 | 0.0075608 |  | 963.7628 | 0 |  | 963.7628 | 0 |  | 963.7628 | 0
| 979.456 | 0.00673 |  | 963.9995 | 0 |  | 963.9995 | 0 |  | 979.0684 | 0.00701 |  | 963.9995 | 0.014364 |  | 963.9995 | 0 |  | 963.9995 | 0 |  | 963.9995 | 0
| 979.6992 | -0.00809 |  | 964.2362 | 0 |  | 964.2362 | 0 |  | 979.3109 | 0.00521 |  | 964.2362 | 0.0068199 |  | 964.2362 | 0 |  | 964.2362 | 0 |  | 964.2362 | 0
| 979.9425 | 0.00536 |  | 964.4729 | 0 |  | 964.4729 | 0 |  | 979.5535 | 0.00961 |  | 964.4729 | 0.012947 |  | 964.4729 | 0 |  | 964.4729 | 0 |  | 964.4729 | 0
| 980.1857 | 0.00289 |  | 964.7096 | 0 |  | 964.7096 | 0 |  | 979.796 | 0.00561 |  | 964.7096 | 0.006596 |  | 964.7096 | 0 |  | 964.7096 | 0 |  | 964.7096 | 0
| 980.4289 | 0.00892 |  | 964.9464 | 0 |  | 964.9464 | 0 |  | 980.0386 | 0.00561 |  | 964.9464 | 0.013906 |  | 964.9464 | 0 |  | 964.9464 | 0 |  | 964.9464 | 0
| 980.6722 | -0.00277 |  | 965.183 | 0 |  | 965.183 | 0 |  | 980.2812 | 0.0034 |  | 965.183 | 0.0056575 |  | 965.183 | 0 |  | 965.183 | 0 |  | 965.183 | 0
| 980.9154 | 0.00555 |  | 965.4198 | 0 |  | 965.4198 | 0 |  | 980.5238 | 0.0036 |  | 965.4198 | 0.015708 |  | 965.4198 | 0 |  | 965.4198 | 0 |  | 965.4198 | 0
| 981.1587 | -0.00614 |  | 965.6566 | 0 |  | 965.6566 | 0 |  | 980.7663 | 0.0028 |  | 965.6566 | 0.0047336 |  | 965.6566 | 0 |  | 965.6566 | 0 |  | 965.6566 | 0
| 981.402 | 0.00572 |  | 965.8933 | 0 |  | 965.8933 | 0 |  | 981.0089 | 0.00481 |  | 965.8933 | 0.014443 |  | 965.8933 | 0 |  | 965.8933 | 0 |  | 965.8933 | 0
| 981.6452 | -0.00253 |  | 966.1301 | 0 |  | 966.1301 | 0 |  | 981.2515 | 0.00561 |  | 966.1301 | 0.0044673 |  | 966.1301 | 0 |  | 966.1301 | 0 |  | 966.1301 | 0
| 981.8885 | 0.00392 |  | 966.3668 | 0 |  | 966.3668 | 0 |  | 981.4941 | 0.00541 |  | 966.3668 | 0.0171 |  | 966.3668 | 0 |  | 966.3668 | 0 |  | 966.3668 | 0
| 982.1318 | -0.00728 |  | 966.6036 | 0 |  | 966.6036 | 0 |  | 981.7367 | 0.0022 |  | 966.6036 | 0.0081809 |  | 966.6036 | 0 |  | 966.6036 | 0 |  | 966.6036 | 0
| 982.3751 | -0.0004591 |  | 966.8403 | 0 |  | 966.8403 | 0 |  | 981.9793 | 0.00621 |  | 966.8403 | 0.014366 |  | 966.8403 | 0 |  | 966.8403 | 0 |  | 966.8403 | 0
| 982.6184 | -0.00747 |  | 967.0771 | 0 |  | 967.0771 | 0 |  | 982.222 | 0.00581 |  | 967.0771 | 0.0051015 |  | 967.0771 | 0 |  | 967.0771 | 0 |  | 967.0771 | 0
| 982.8617 | 0.01187 |  | 967.3139 | 0 |  | 967.3139 | 0 |  | 982.4646 | 0.00741 |  | 967.3139 | 0.015372 |  | 967.3139 | 0 |  | 967.3139 | 0 |  | 967.3139 | 0
| 983.105 | -0.01194 |  | 967.5507 | 0 |  | 967.5507 | 0 |  | 982.7072 | 0.00521 |  | 967.5507 | 0.0044496 |  | 967.5507 | 0 |  | 967.5507 | 0 |  | 967.5507 | 0
| 983.3483 | 0.00635 |  | 967.7875 | 0 |  | 967.7875 | 0 |  | 982.9498 | 0.01141 |  | 967.7875 | 0.014957 |  | 967.7875 | 0 |  | 967.7875 | 0 |  | 967.7875 | 0
| 983.5916 | -0.01363 |  | 968.0243 | 0 |  | 968.0243 | 0 |  | 983.1925 | 0.00521 |  | 968.0243 | 0.0065015 |  | 968.0243 | 0 |  | 968.0243 | 0 |  | 968.0243 | 0
| 983.8349 | 0.01109 |  | 968.2611 | 0 |  | 968.2611 | 0 |  | 983.4351 | 0.00461 |  | 968.2611 | 0.016952 |  | 968.2611 | 0 |  | 968.2611 | 0 |  | 968.2611 | 0
| 984.0783 | 0.00104 |  | 968.4979 | 0 |  | 968.4979 | 0 |  | 983.6777 | 0.00541 |  | 968.4979 | 0.0081275 |  | 968.4979 | 0 |  | 968.4979 | 0 |  | 968.4979 | 0
| 984.3216 | 0.00197 |  | 968.7347 | 0 |  | 968.7347 | 0 |  | 983.9204 | 0.00781 |  | 968.7347 | 0.016277 |  | 968.7347 | 0 |  | 968.7347 | 0 |  | 968.7347 | 0
| 984.565 | -0.00334 |  | 968.9716 | 0 |  | 968.9716 | 0 |  | 984.1631 | 0.0036 |  | 968.9716 | 0.0059861 |  | 968.9716 | 0 |  | 968.9716 | 0 |  | 968.9716 | 0
| 984.8083 | -0.00525 |  | 969.2084 | 0 |  | 969.2084 | 0 |  | 984.4057 | 0.0028 |  | 969.2084 | 0.016306 |  | 969.2084 | 0 |  | 969.2084 | 0 |  | 969.2084 | 0
| 985.0517 | -0.01253 |  | 969.4453 | 0 |  | 969.4452 | 0 |  | 984.6484 | 0.00461 |  | 969.4453 | 0.0073458 |  | 969.4453 | 0 |  | 969.4452 | 0 |  | 969.4453 | 0
| 985.295 | 0.00446 |  | 969.6821 | 0 |  | 969.6821 | 0 |  | 984.891 | 0.00801 |  | 969.6821 | 0.016945 |  | 969.6821 | 0 |  | 969.6821 | 0 |  | 969.6821 | 0
| 985.5384 | -0.003 |  | 969.9189 | 0 |  | 969.9189 | 0 |  | 985.1337 | 0.00441 |  | 969.9189 | 0.0049168 |  | 969.9189 | 0 |  | 969.9189 | 0 |  | 969.9189 | 0
| 985.7818 | 0.00973 |  | 970.1558 | 0 |  | 970.1558 | 0 |  | 985.3764 | 0.00561 |  | 970.1558 | 0.01592 |  | 970.1558 | 0 |  | 970.1558 | 0 |  | 970.1558 | 0
| 986.0252 | -0.00498 |  | 970.3926 | 0 |  | 970.3926 | 0 |  | 985.6191 | 0.00681 |  | 970.3926 | 0.0082254 |  | 970.3926 | 0 |  | 970.3926 | 0 |  | 970.3926 | 0
| 986.2686 | 0.00396 |  | 970.6295 | 0 |  | 970.6295 | 0 |  | 985.8618 | 0.00921 |  | 970.6295 | 0.016606 |  | 970.6295 | 0 |  | 970.6295 | 0 |  | 970.6295 | 0
| 986.5119 | -0.01119 |  | 970.8664 | 0 |  | 970.8664 | 0 |  | 986.1045 | 0.00441 |  | 970.8664 | 0.0075416 |  | 970.8664 | 0 |  | 970.8664 | 0 |  | 970.8664 | 0
| 986.7554 | 9.9956e-05 |  | 971.1033 | 0 |  | 971.1033 | 0 |  | 986.3472 | 0.00741 |  | 971.1033 | 0.016452 |  | 971.1033 | 0 |  | 971.1033 | 0 |  | 971.1033 | 0
| 986.9988 | -0.00562 |  | 971.3401 | 0 |  | 971.3401 | 0 |  | 986.5899 | 0.00581 |  | 971.3401 | 0.007379 |  | 971.3401 | 0 |  | 971.3401 | 0 |  | 971.3401 | 0
| 987.2422 | 0.00453 |  | 971.577 | 0 |  | 971.577 | 0 |  | 986.8326 | 0.00801 |  | 971.577 | 0.017351 |  | 971.577 | 0 |  | 971.577 | 0 |  | 971.577 | 0
| 987.4856 | -0.00688 |  | 971.8139 | 0 |  | 971.8139 | 0 |  | 987.0753 | 0.00761 |  | 971.8139 | 0.0077483 |  | 971.8139 | 0 |  | 971.8139 | 0 |  | 971.8139 | 0
| 987.729 | 0.01612 |  | 972.0508 | 0 |  | 972.0508 | 0 |  | 987.318 | 0.00841 |  | 972.0508 | 0.018572 |  | 972.0508 | 0 |  | 972.0508 | 0 |  | 972.0508 | 0
| 987.9725 | -0.00785 |  | 972.2877 | 0 |  | 972.2877 | 0 |  | 987.5607 | 0.00861 |  | 972.2877 | 0.0059231 |  | 972.2877 | 0 |  | 972.2877 | 0 |  | 972.2877 | 0
| 988.2159 | 0.00367 |  | 972.5247 | 0 |  | 972.5247 | 0 |  | 987.8035 | 0.01121 |  | 972.5247 | 0.016746 |  | 972.5247 | 0 |  | 972.5247 | 0 |  | 972.5247 | 0
| 988.4593 | -0.00614 |  | 972.7615 | 0 |  | 972.7615 | 0 |  | 988.0462 | 0.00521 |  | 972.7615 | 0.0075122 |  | 972.7615 | 0 |  | 972.7615 | 0 |  | 972.7615 | 0
| 988.7028 | -0.00697 |  | 972.9985 | 0 |  | 972.9985 | 0 |  | 988.2889 | 0.00581 |  | 972.9985 | 0.016163 |  | 972.9985 | 0 |  | 972.9985 | 0 |  | 972.9985 | 0
| 988.9463 | -0.00921 |  | 973.2354 | 0 |  | 973.2354 | 0 |  | 988.5317 | 0.00401 |  | 973.2354 | 0.0071265 |  | 973.2354 | 0 |  | 973.2354 | 0 |  | 973.2354 | 0
| 989.1897 | -0.00412 |  | 973.4724 | 0 |  | 973.4724 | 0 |  | 988.7744 | 0.00481 |  | 973.4724 | 0.015585 |  | 973.4724 | 0 |  | 973.4724 | 0 |  | 973.4724 | 0
| 989.4332 | 0.00090028 |  | 973.7093 | 0 |  | 973.7093 | 0 |  | 989.0172 | 0.00521 |  | 973.7093 | 0.0058041 |  | 973.7093 | 0 |  | 973.7093 | 0 |  | 973.7093 | 0
| 989.6767 | 0.0053 |  | 973.9462 | 0 |  | 973.9462 | 0 |  | 989.2599 | 0.00981 |  | 973.9462 | 0.015891 |  | 973.9462 | 0 |  | 973.9462 | 0 |  | 973.9462 | 0
| 989.9202 | -0.00436 |  | 974.1832 | 0 |  | 974.1832 | 0 |  | 989.5027 | 0.00601 |  | 974.1832 | 0.009102 |  | 974.1832 | 0 |  | 974.1832 | 0 |  | 974.1832 | 0
| 990.1636 | 0.00695 |  | 974.4202 | 0 |  | 974.4202 | 0 |  | 989.7455 | 0.00641 |  | 974.4202 | 0.01787 |  | 974.4202 | 0 |  | 974.4202 | 0 |  | 974.4202 | 0
| 990.4072 | -0.01596 |  | 974.6571 | 0 |  | 974.6571 | 0 |  | 989.9882 | 0.00561 |  | 974.6571 | 0.0051167 |  | 974.6571 | 0 |  | 974.6571 | 0 |  | 974.6571 | 0
| 990.6507 | 0.00221 |  | 974.8941 | 0 |  | 974.8941 | 0 |  | 990.231 | 0.00521 |  | 974.8941 | 0.018001 |  | 974.8941 | 0 |  | 974.8941 | 0 |  | 974.8941 | 0
| 990.8942 | -0.02011 |  | 975.131 | 0 |  | 975.131 | 0 |  | 990.4738 | 0.004 |  | 975.131 | 0.0078399 |  | 975.131 | 0 |  | 975.131 | 0 |  | 975.131 | 0
| 991.1377 | 0.01477 |  | 975.368 | 0 |  | 975.368 | 0 |  | 990.7166 | 0.00641 |  | 975.368 | 0.017193 |  | 975.368 | 0 |  | 975.368 | 0 |  | 975.368 | 0
| 991.3812 | -0.00322 |  | 975.605 | 0 |  | 975.605 | 0 |  | 990.9594 | 0.00561 |  | 975.605 | 0.0083492 |  | 975.605 | 0 |  | 975.605 | 0 |  | 975.605 | 0
| 991.6247 | 0.00292 |  | 975.842 | 0 |  | 975.842 | 0 |  | 991.2022 | 0.00661 |  | 975.842 | 0.017414 |  | 975.842 | 0 |  | 975.842 | 0 |  | 975.842 | 0
| 991.8683 | -0.01844 |  | 976.079 | 0 |  | 976.079 | 0 |  | 991.445 | 0.0028 |  | 976.079 | 0.0077556 |  | 976.079 | 0 |  | 976.079 | 0 |  | 976.079 | 0
| 992.1118 | 0.00361 |  | 976.316 | 0 |  | 976.316 | 0 |  | 991.6878 | 0.00681 |  | 976.316 | 0.017908 |  | 976.316 | 0 |  | 976.316 | 0 |  | 976.316 | 0
| 992.3554 | -0.00341 |  | 976.553 | 0 |  | 976.553 | 0 |  | 991.9306 | 0.00741 |  | 976.553 | 0.0060531 |  | 976.553 | 0 |  | 976.553 | 0 |  | 976.553 | 0
| 992.5989 | 0.00684 |  | 976.79 | 0 |  | 976.79 | 0 |  | 992.1734 | 0.00941 |  | 976.79 | 0.018736 |  | 976.79 | 0 |  | 976.79 | 0 |  | 976.79 | 0
| 992.8425 | -0.00198 |  | 977.027 | 0 |  | 977.027 | 0 |  | 992.4162 | 0.00461 |  | 977.027 | 0.006774 |  | 977.027 | 0 |  | 977.027 | 0 |  | 977.027 | 0
| 993.086 | 0.00973 |  | 977.2641 | 0 |  | 977.2641 | 0 |  | 992.659 | 0.01161 |  | 977.2641 | 0.01821 |  | 977.2641 | 0 |  | 977.2641 | 0 |  | 977.2641 | 0
| 993.3296 | -0.00081547 |  | 977.5011 | 0 |  | 977.5011 | 0 |  | 992.9019 | 0.00421 |  | 977.5011 | 0.0068353 |  | 977.5011 | 0 |  | 977.5011 | 0 |  | 977.5011 | 0
| 993.5732 | 0.0036 |  | 977.7382 | 0 |  | 977.7382 | 0 |  | 993.1447 | 0.00681 |  | 977.7382 | 0.017536 |  | 977.7382 | 0 |  | 977.7382 | 0 |  | 977.7382 | 0
| 993.8168 | -0.01426 |  | 977.9752 | 0 |  | 977.9752 | 0 |  | 993.3875 | 0.00561 |  | 977.9752 | 0.0090251 |  | 977.9752 | 0 |  | 977.9752 | 0 |  | 977.9752 | 0
| 994.0603 | 0.0066 |  | 978.2123 | 0 |  | 978.2123 | 0 |  | 993.6304 | 0.00741 |  | 978.2123 | 0.017726 |  | 978.2123 | 0 |  | 978.2123 | 0 |  | 978.2123 | 0
| 994.3039 | -0.00941 |  | 978.4493 | 0 |  | 978.4493 | 0 |  | 993.8732 | 0.004 |  | 978.4493 | 0.0073247 |  | 978.4493 | 0 |  | 978.4493 | 0 |  | 978.4493 | 0
| 994.5476 | 0.0023 |  | 978.6863 | 0 |  | 978.6863 | 0 |  | 994.1161 | 0.01101 |  | 978.6863 | 0.019256 |  | 978.6863 | 0 |  | 978.6863 | 0 |  | 978.6863 | 0
| 994.7912 | -0.00709 |  | 978.9235 | 0 |  | 978.9235 | 0 |  | 994.359 | 0.00561 |  | 978.9235 | 0.0088773 |  | 978.9235 | 0 |  | 978.9235 | 0 |  | 978.9235 | 0
| 995.0348 | 0.00525 |  | 979.1605 | 0 |  | 979.1605 | 0 |  | 994.6018 | 0.00521 |  | 979.1605 | 0.017851 |  | 979.1605 | 0 |  | 979.1605 | 0 |  | 979.1605 | 0
| 995.2784 | 0.00557 |  | 979.3976 | 0 |  | 979.3976 | 0 |  | 994.8447 | 0.00521 |  | 979.3976 | 0.0058823 |  | 979.3976 | 0 |  | 979.3976 | 0 |  | 979.3976 | 0
| 995.522 | 0.00855 |  | 979.6346 | 0 |  | 979.6346 | 0 |  | 995.0875 | 0.00821 |  | 979.6346 | 0.020869 |  | 979.6346 | 0 |  | 979.6346 | 0 |  | 979.6346 | 0
| 995.7657 | -0.01246 |  | 979.8718 | 0 |  | 979.8718 | 0 |  | 995.3304 | 0.00661 |  | 979.8718 | 0.0083702 |  | 979.8718 | 0 |  | 979.8718 | 0 |  | 979.8718 | 0
| 996.0093 | -0.0005234 |  | 980.1088 | 0 |  | 980.1088 | 0 |  | 995.5733 | 0.00881 |  | 980.1088 | 0.017892 |  | 980.1088 | 0 |  | 980.1088 | 0 |  | 980.1088 | 0
| 996.2529 | -0.00091977 |  | 980.3459 | 0 |  | 980.346 | 0 |  | 995.8162 | 0.00581 |  | 980.3459 | 0.0073165 |  | 980.3459 | 0 |  | 980.346 | 0 |  | 980.3459 | 0
| 996.4966 | 0.00223 |  | 980.5831 | 0 |  | 980.5831 | 0 |  | 996.0591 | 0.01141 |  | 980.5831 | 0.018856 |  | 980.5831 | 0 |  | 980.5831 | 0 |  | 980.5831 | 0
| 996.7402 | -0.02917 |  | 980.8202 | 0 |  | 980.8202 | 0 |  | 996.302 | 0.0024 |  | 980.8202 | 0.006885 |  | 980.8202 | 0 |  | 980.8202 | 0 |  | 980.8202 | 0
| 996.9839 | 0.00954 |  | 981.0573 | 0 |  | 981.0573 | 0 |  | 996.5449 | 0.00901 |  | 981.0573 | 0.017222 |  | 981.0573 | 0 |  | 981.0573 | 0 |  | 981.0573 | 0
| 997.2276 | -0.00049842 |  | 981.2944 | 0 |  | 981.2944 | 0 |  | 996.7878 | 0.00661 |  | 981.2944 | 0.0072277 |  | 981.2944 | 0 |  | 981.2944 | 0 |  | 981.2944 | 0
| 997.4713 | 0.00913 |  | 981.5316 | 0 |  | 981.5316 | 0 |  | 997.0307 | 0.00961 |  | 981.5316 | 0.016942 |  | 981.5316 | 0 |  | 981.5316 | 0 |  | 981.5316 | 0
| 997.7149 | -0.00402 |  | 981.7687 | 0 |  | 981.7687 | 0 |  | 997.2736 | 0.00781 |  | 981.7687 | 0.0076654 |  | 981.7687 | 0 |  | 981.7687 | 0 |  | 981.7687 | 0
| 997.9586 | 0.00392 |  | 982.0058 | 0 |  | 982.0058 | 0 |  | 997.5166 | 0.00661 |  | 982.0058 | 0.019507 |  | 982.0058 | 0 |  | 982.0058 | 0 |  | 982.0058 | 0
| 998.2023 | -0.00905 |  | 982.243 | 0 |  | 982.243 | 0 |  | 997.7595 | 0.00561 |  | 982.243 | 0.0083996 |  | 982.243 | 0 |  | 982.243 | 0 |  | 982.243 | 0
| 998.446 | 0.00336 |  | 982.4801 | 0 |  | 982.4801 | 0 |  | 998.0024 | 0.01001 |  | 982.4801 | 0.021157 |  | 982.4801 | 0 |  | 982.4801 | 0 |  | 982.4801 | 0
| 998.6897 | -0.00325 |  | 982.7173 | 0 |  | 982.7173 | 0 |  | 998.2453 | 0.01061 |  | 982.7173 | 0.00639 |  | 982.7173 | 0 |  | 982.7173 | 0 |  | 982.7173 | 0
| 998.9334 | 0.01076 |  | 982.9545 | 0 |  | 982.9545 | 0 |  | 998.4883 | 0.00601 |  | 982.9545 | 0.019898 |  | 982.9545 | 0 |  | 982.9545 | 0 |  | 982.9545 | 0
| 999.1772 | -0.00996 |  | 983.1916 | 0 |  | 983.1916 | 0 |  | 998.7312 | 0.01201 |  | 983.1916 | 0.0070392 |  | 983.1916 | 0 |  | 983.1916 | 0 |  | 983.1916 | 0
| 999.4209 | 0.0039 |  | 983.4288 | 0 |  | 983.4288 | 0 |  | 998.9742 | 0.00841 |  | 983.4288 | 0.021359 |  | 983.4288 | 0 |  | 983.4288 | 0 |  | 983.4288 | 0
| 999.6646 | -0.01421 |  | 983.666 | 0 |  | 983.6659 | 0 |  | 999.2171 | 0.00841 |  | 983.666 | 0.011176 |  | 983.666 | 0 |  | 983.6659 | 0 |  | 983.666 | 0
| 999.9084 | 0.01288 |  | 983.9031 | 0 |  | 983.9031 | 0 |  | 999.4601 | 0.00841 |  | 983.9031 | 0.02203 |  | 983.9031 | 0 |  | 983.9031 | 0 |  | 983.9031 | 0
| 1000.1521 | -0.0164 |  | 984.1403 | 0 |  | 984.1403 | 0 |  | 999.703 | 0.00901 |  | 984.1403 | 0.008508 |  | 984.1403 | 0 |  | 984.1403 | 0 |  | 984.1403 | 0
| 1000.3958 | 0 |  | 984.3776 | 0 |  | 984.3776 | 0 |  | 999.946 | 0.00401 |  | 984.3776 | 0.021247 |  | 984.3776 | 0 |  | 984.3776 | 0 |  | 984.3776 | 0
| 1000.6396 | 0 |  | 984.6147 | 0 |  | 984.6147 | 0 |  | 1000.189 | 0.01041 |  | 984.6147 | 0.0077815 |  | 984.6147 | 0 |  | 984.6147 | 0 |  | 984.6147 | 0
| 1000.8834 | 0 |  | 984.8519 | 0 |  | 984.8519 | 0 |  | 1000.432 | 0.00561 |  | 984.8519 | 0.020422 |  | 984.8519 | 0 |  | 984.8519 | 0 |  | 984.8519 | 0
| 1001.1271 | 0 |  | 985.0892 | 0 |  | 985.0892 | 0 |  | 1000.6749 | 0.01562 |  | 985.0892 | 0.0088176 |  | 985.0892 | 0 |  | 985.0892 | 0 |  | 985.0892 | 0
| 1001.3709 | 0 |  | 985.3264 | 0 |  | 985.3264 | 0 |  | 1000.9179 | 0.00421 |  | 985.3264 | 0.02279 |  | 985.3264 | 0 |  | 985.3264 | 0 |  | 985.3264 | 0
| 1001.6147 | 0 |  | 985.5636 | 0 |  | 985.5636 | 0 |  | 1001.1609 | 0.01201 |  | 985.5636 | 0.010077 |  | 985.5636 | 0 |  | 985.5636 | 0 |  | 985.5636 | 0
| 1001.8585 | 0 |  | 985.8008 | 0 |  | 985.8008 | 0 |  | 1001.4039 | 0.00721 |  | 985.8008 | 0.022656 |  | 985.8008 | 0 |  | 985.8008 | 0 |  | 985.8008 | 0
| 1002.1023 | 0 |  | 986.0381 | 0 |  | 986.0381 | 0 |  | 1001.6469 | 0.01522 |  | 986.0381 | 0.0077457 |  | 986.0381 | 0 |  | 986.0381 | 0 |  | 986.0381 | 0
| 1002.3461 | 0 |  | 986.2753 | 0 |  | 986.2753 | 0 |  | 1001.8899 | 0.00561 |  | 986.2753 | 0.022244 |  | 986.2753 | 0 |  | 986.2753 | 0 |  | 986.2753 | 0
| 1002.5899 | 0 |  | 986.5126 | 0 |  | 986.5126 | 0 |  | 1002.1329 | 0.01121 |  | 986.5126 | 0.0085538 |  | 986.5126 | 0 |  | 986.5126 | 0 |  | 986.5126 | 0
| 1002.8337 | 0 |  | 986.7498 | 0 |  | 986.7498 | 0 |  | 1002.3759 | 0.00761 |  | 986.7498 | 0.021419 |  | 986.7498 | 0 |  | 986.7498 | 0 |  | 986.7498 | 0
| 1003.0775 | 0 |  | 986.9871 | 0 |  | 986.9871 | 0 |  | 1002.619 | 0.01081 |  | 986.9871 | 0.0088975 |  | 986.9871 | 0 |  | 986.9871 | 0 |  | 986.9871 | 0
| 1003.3213 | 0 |  | 987.2244 | 0 |  | 987.2244 | 0 |  | 1002.862 | 0.004 |  | 987.2244 | 0.022929 |  | 987.2244 | 0 |  | 987.2244 | 0 |  | 987.2244 | 0
| 1003.5652 | 0 |  | 987.4616 | 0 |  | 987.4616 | 0 |  | 1003.105 | 0.01021 |  | 987.4616 | 0.010017 |  | 987.4616 | 0 |  | 987.4616 | 0 |  | 987.4616 | 0
| 1003.809 | 0 |  | 987.6989 | 0 |  | 987.6989 | 0 |  | 1003.348 | 0.01101 |  | 987.6989 | 0.02216 |  | 987.6989 | 0 |  | 987.6989 | 0 |  | 987.6989 | 0
| 1004.0528 | 0 |  | 987.9362 | 0 |  | 987.9362 | 0 |  | 1003.5911 | 0.01021 |  | 987.9362 | 0.0094687 |  | 987.9362 | 0 |  | 987.9362 | 0 |  | 987.9362 | 0
| 1004.2967 | 0 |  | 988.1735 | 0 |  | 988.1735 | 0 |  | 1003.8341 | 0 |  | 988.1735 | 0.021024 |  | 988.1735 | 0 |  | 988.1735 | 0 |  | 988.1735 | 0
| 1004.5405 | 0 |  | 988.4108 | 0 |  | 988.4108 | 0 |  | 1004.0772 | 0 |  | 988.4108 | 0.010278 |  | 988.4108 | 0 |  | 988.4108 | 0 |  | 988.4108 | 0
| 1004.7844 | 0 |  | 988.6481 | 0 |  | 988.6481 | 0 |  | 1004.3202 | 0 |  | 988.6481 | 0.010129 |  | 988.6481 | 0 |  | 988.6481 | 0 |  | 988.6481 | 0
| 1005.0282 | 0 |  | 988.8854 | 0 |  | 988.8854 | 0 |  | 1004.5633 | 0 |  | 988.8854 | 0.024741 |  | 988.8854 | 0 |  | 988.8854 | 0 |  | 988.8854 | 0
| 1005.2721 | 0 |  | 989.1227 | 0 |  | 989.1227 | 0 |  | 1004.8063 | 0 |  | 989.1227 | 0.0095705 |  | 989.1227 | 0 |  | 989.1227 | 0 |  | 989.1227 | 0
| 1005.516 | 0 |  | 989.36 | 0 |  | 989.36 | 0 |  | 1005.0494 | 0 |  | 989.36 | 0.023553 |  | 989.36 | 0 |  | 989.36 | 0 |  | 989.36 | 0
| 1005.7599 | 0 |  | 989.5973 | 0 |  | 989.5973 | 0 |  | 1005.2925 | 0 |  | 989.5973 | 0.0094203 |  | 989.5973 | 0 |  | 989.5973 | 0 |  | 989.5973 | 0
| 1006.0038 | 0 |  | 989.8347 | 0 |  | 989.8347 | 0 |  | 1005.5356 | 0 |  | 989.8347 | 0.02219 |  | 989.8347 | 0 |  | 989.8347 | 0 |  | 989.8347 | 0
| 1006.2477 | 0 |  | 990.072 | 0 |  | 990.072 | 0 |  | 1005.7786 | 0 |  | 990.072 | 0.012194 |  | 990.072 | 0 |  | 990.072 | 0 |  | 990.072 | 0
| 1006.4916 | 0 |  | 990.3093 | 0 |  | 990.3093 | 0 |  | 1006.0217 | 0 |  | 990.3093 | 0.022416 |  | 990.3093 | 0 |  | 990.3093 | 0 |  | 990.3093 | 0
| 1006.7355 | 0 |  | 990.5466 | 0 |  | 990.5466 | 0 |  | 1006.2648 | 0 |  | 990.5466 | 0.010512 |  | 990.5466 | 0 |  | 990.5466 | 0 |  | 990.5466 | 0
| 1006.9794 | 0 |  | 990.784 | 0 |  | 990.784 | 0 |  | 1006.5079 | 0 |  | 990.784 | 0.021809 |  | 990.784 | 0 |  | 990.784 | 0 |  | 990.784 | 0
| 1007.2233 | 0 |  | 991.0214 | 0 |  | 991.0214 | 0 |  | 1006.751 | 0 |  | 991.0214 | 0.0087386 |  | 991.0214 | 0 |  | 991.0214 | 0 |  | 991.0214 | 0
| 1007.4672 | 0 |  | 991.2587 | 0 |  | 991.2587 | 0 |  | 1006.9941 | 0 |  | 991.2587 | 0.023012 |  | 991.2587 | 0 |  | 991.2587 | 0 |  | 991.2587 | 0
| 1007.7112 | 0 |  | 991.4961 | 0 |  | 991.4961 | 0 |  | 1007.2372 | 0 |  | 991.4961 | 0.0090455 |  | 991.4961 | 0 |  | 991.4961 | 0 |  | 991.4961 | 0
| 1007.9551 | 0 |  | 991.7335 | 0 |  | 991.7335 | 0 |  | 1007.4803 | 0 |  | 991.7335 | 0.023315 |  | 991.7335 | 0 |  | 991.7335 | 0 |  | 991.7335 | 0
| 1008.1991 | 0 |  | 991.9708 | 0 |  | 991.9708 | 0 |  | 1007.7234 | 0 |  | 991.9708 | 0.011444 |  | 991.9708 | 0 |  | 991.9708 | 0 |  | 991.9708 | 0
| 1008.443 | 0 |  | 992.2082 | 0 |  | 992.2082 | 0 |  | 1007.9666 | 0 |  | 992.2082 | 0.025229 |  | 992.2082 | 0 |  | 992.2082 | 0 |  | 992.2082 | 0
| 1008.687 | 0 |  | 992.4456 | 0 |  | 992.4456 | 0 |  | 1008.2097 | 0 |  | 992.4456 | 0.010929 |  | 992.4456 | 0 |  | 992.4456 | 0 |  | 992.4456 | 0
| 1008.9309 | 0 |  | 992.683 | 0 |  | 992.683 | 0 |  | 1008.4528 | 0 |  | 992.683 | 0.025256 |  | 992.683 | 0 |  | 992.683 | 0 |  | 992.683 | 0
| 1009.1749 | 0 |  | 992.9204 | 0 |  | 992.9204 | 0 |  | 1008.696 | 0 |  | 992.9204 | 0.0095799 |  | 992.9204 | 0 |  | 992.9204 | 0 |  | 992.9204 | 0
| 1009.4189 | 0 |  | 993.1578 | 0 |  | 993.1578 | 0 |  | 1008.9391 | 0 |  | 993.1578 | 0.026093 |  | 993.1578 | 0 |  | 993.1578 | 0 |  | 993.1578 | 0
| 1009.6628 | 0 |  | 993.3952 | 0 |  | 993.3952 | 0 |  | 1009.1822 | 0 |  | 993.3952 | 0.0083009 |  | 993.3952 | 0 |  | 993.3952 | 0 |  | 993.3952 | 0
| 1009.9068 | 0 |  | 993.6326 | 0 |  | 993.6326 | 0 |  | 1009.4254 | 0 |  | 993.6326 | 0.027362 |  | 993.6326 | 0 |  | 993.6326 | 0 |  | 993.6326 | 0
| 1010.1508 | 0 |  | 993.8701 | 0 |  | 993.8701 | 0 |  | 1009.6685 | 0 |  | 993.8701 | 0.013153 |  | 993.8701 | 0 |  | 993.8701 | 0 |  | 993.8701 | 0
| 1010.3948 | 0 |  | 994.1075 | 0 |  | 994.1075 | 0 |  | 1009.9117 | 0 |  | 994.1075 | 0.026129 |  | 994.1075 | 0 |  | 994.1075 | 0 |  | 994.1075 | 0
| 1010.6388 | 0 |  | 994.3449 | 0 |  | 994.3449 | 0 |  | 1010.1549 | 0 |  | 994.3449 | 0.0098562 |  | 994.3449 | 0 |  | 994.3449 | 0 |  | 994.3449 | 0
| 1010.8828 | 0 |  | 994.5823 | 0 |  | 994.5823 | 0 |  | 1010.398 | 0 |  | 994.5823 | 0.025566 |  | 994.5823 | 0 |  | 994.5823 | 0 |  | 994.5823 | 0
| 1011.1268 | 0 |  | 994.8198 | 0 |  | 994.8198 | 0 |  | 1010.6412 | 0 |  | 994.8198 | 0.012213 |  | 994.8198 | 0 |  | 994.8198 | 0 |  | 994.8198 | 0
| 1011.3709 | 0 |  | 995.0573 | 0 |  | 995.0572 | 0 |  | 1010.8844 | 0 |  | 995.0573 | 0.027537 |  | 995.0573 | 0 |  | 995.0572 | 0 |  | 995.0573 | 0
| 1011.6149 | 0 |  | 995.2947 | 0 |  | 995.2947 | 0 |  | 1011.1275 | 0 |  | 995.2947 | 0.013551 |  | 995.2947 | 0 |  | 995.2947 | 0 |  | 995.2947 | 0
| 1011.8589 | 0 |  | 995.5322 | 0 |  | 995.5322 | 0 |  | 1011.3707 | 0 |  | 995.5322 | 0.021397 |  | 995.5322 | 0 |  | 995.5322 | 0 |  | 995.5322 | 0
| 1012.103 | 0 |  | 995.7696 | 0 |  | 995.7696 | 0 |  | 1011.6139 | 0 |  | 995.7696 | 0.011371 |  | 995.7696 | 0 |  | 995.7696 | 0 |  | 995.7696 | 0
| 1012.347 | 0 |  | 996.0071 | 0 |  | 996.0071 | 0 |  | 1011.8571 | 0 |  | 996.0071 | 0.029214 |  | 996.0071 | 0 |  | 996.0071 | 0 |  | 996.0071 | 0
| 1012.5911 | 0 |  | 996.2446 | 0 |  | 996.2446 | 0 |  | 1012.1003 | 0 |  | 996.2446 | 0.01231 |  | 996.2446 | 0 |  | 996.2446 | 0 |  | 996.2446 | 0
| 1012.8351 | 0 |  | 996.4821 | 0 |  | 996.4821 | 0 |  | 1012.3435 | 0 |  | 996.4821 | 0.026849 |  | 996.4821 | 0 |  | 996.4821 | 0 |  | 996.4821 | 0
| 1013.0792 | 0 |  | 996.7195 | 0 |  | 996.7195 | 0 |  | 1012.5867 | 0 |  | 996.7195 | 0.0074603 |  | 996.7195 | 0 |  | 996.7195 | 0 |  | 996.7195 | 0
| 1013.3233 | 0 |  | 996.957 | 0 |  | 996.957 | 0 |  | 1012.8299 | 0 |  | 996.957 | 0.028135 |  | 996.957 | 0 |  | 996.957 | 0 |  | 996.957 | 0
| 1013.5673 | 0 |  | 997.1945 | 0 |  | 997.1945 | 0 |  | 1013.0731 | 0 |  | 997.1945 | 0.011801 |  | 997.1945 | 0 |  | 997.1945 | 0 |  | 997.1945 | 0
| 1013.8114 | 0 |  | 997.432 | 0 |  | 997.432 | 0 |  | 1013.3164 | 0 |  | 997.432 | 0.02928 |  | 997.432 | 0 |  | 997.432 | 0 |  | 997.432 | 0
| 1014.0555 | 0 |  | 997.6696 | 0 |  | 997.6696 | 0 |  | 1013.5596 | 0 |  | 997.6696 | 0.013581 |  | 997.6696 | 0 |  | 997.6696 | 0 |  | 997.6696 | 0
| 1014.2996 | 0 |  | 997.907 | 0 |  | 997.907 | 0 |  | 1013.8028 | 0 |  | 997.907 | 0.027895 |  | 997.907 | 0 |  | 997.907 | 0 |  | 997.907 | 0
| 1014.5437 | 0 |  | 998.1446 | 0 |  | 998.1446 | 0 |  | 1014.046 | 0 |  | 998.1446 | 0.010057 |  | 998.1446 | 0 |  | 998.1446 | 0 |  | 998.1446 | 0
| 1014.7878 | 0 |  | 998.3821 | 0 |  | 998.3821 | 0 |  | 1014.2893 | 0 |  | 998.3821 | 0.027535 |  | 998.3821 | 0 |  | 998.3821 | 0 |  | 998.3821 | 0
| 1015.0319 | 0 |  | 998.6196 | 0 |  | 998.6196 | 0 |  | 1014.5325 | 0 |  | 998.6196 | 0.012739 |  | 998.6196 | 0 |  | 998.6196 | 0 |  | 998.6196 | 0
| 1015.276 | 0 |  | 998.8572 | 0 |  | 998.8572 | 0 |  | 1014.7758 | 0 |  | 998.8572 | 0.032599 |  | 998.8572 | 0 |  | 998.8572 | 0 |  | 998.8572 | 0
| 1015.5201 | 0 |  | 999.0947 | 0 |  | 999.0947 | 0 |  | 1015.019 | 0 |  | 999.0947 | 0.011805 |  | 999.0947 | 0 |  | 999.0947 | 0 |  | 999.0947 | 0
| 1015.7643 | 0 |  | 999.3323 | 0 |  | 999.3323 | 0 |  | 1015.2623 | 0 |  | 999.3323 | 0.029842 |  | 999.3323 | 0 |  | 999.3323 | 0 |  | 999.3323 | 0
| 1016.0084 | 0 |  | 999.5698 | 0 |  | 999.5698 | 0 |  | 1015.5055 | 0 |  | 999.5698 | 0.011049 |  | 999.5698 | 0 |  | 999.5698 | 0 |  | 999.5698 | 0
| 1016.2525 | 0 |  | 999.8074 | 0 |  | 999.8074 | 0 |  | 1015.7488 | 0 |  | 999.8074 | 0.027823 |  | 999.8074 | 0 |  | 999.8074 | 0 |  | 999.8074 | 0
| 1016.4967 | 0 |  | 1000.0449 | 0 |  | 1000.0449 | 0 |  | 1015.9921 | 0 |  | 1000.0449 | 0.013884 |  | 1000.0449 | 0 |  | 1000.0449 | 0 |  | 1000.0449 | 0
| 1016.7408 | 0 |  | 1000.2825 | 0 |  | 1000.2825 | 0 |  | 1016.2354 | 0 |  | 1000.2825 | 0.030929 |  | 1000.2825 | 0 |  | 1000.2825 | 0 |  | 1000.2825 | 0
| 1016.985 | 0 |  | 1000.5201 | 0 |  | 1000.5201 | 0 |  | 1016.4786 | 0 |  | 1000.5201 | 0.011803 |  | 1000.5201 | 0 |  | 1000.5201 | 0 |  | 1000.5201 | 0
| 1017.2292 | 0 |  | 1000.7577 | 0 |  | 1000.7577 | 0 |  | 1016.7219 | 0 |  | 1000.7577 | 0.030271 |  | 1000.7577 | 0 |  | 1000.7577 | 0 |  | 1000.7577 | 0
| 1017.4733 | 0 |  | 1000.9952 | 0 |  | 1000.9952 | 0 |  | 1016.9652 | 0 |  | 1000.9952 | 0.013805 |  | 1000.9952 | 0 |  | 1000.9952 | 0 |  | 1000.9952 | 0
| 1017.7175 | 0 |  | 1001.2328 | 0 |  | 1001.2328 | 0 |  | 1017.2085 | 0 |  | 1001.2328 | 0.029622 |  | 1001.2328 | 0 |  | 1001.2328 | 0 |  | 1001.2328 | 0
| 1017.9617 | 0 |  | 1001.4705 | 0 |  | 1001.4705 | 0 |  | 1017.4518 | 0 |  | 1001.4705 | 0.015222 |  | 1001.4705 | 0 |  | 1001.4705 | 0 |  | 1001.4705 | 0
| 1018.2059 | 0 |  | 1001.7081 | 0 |  | 1001.7081 | 0 |  | 1017.6951 | 0 |  | 1001.7081 | 0.03454 |  | 1001.7081 | 0 |  | 1001.7081 | 0 |  | 1001.7081 | 0
| 1018.4501 | 0 |  | 1001.9457 | 0 |  | 1001.9457 | 0 |  | 1017.9384 | 0 |  | 1001.9457 | 0.01414 |  | 1001.9457 | 0 |  | 1001.9457 | 0 |  | 1001.9457 | 0
| 1018.6943 | 0 |  | 1002.1833 | 0 |  | 1002.1833 | 0 |  | 1018.1817 | 0 |  | 1002.1833 | 0.0307 |  | 1002.1833 | 0 |  | 1002.1833 | 0 |  | 1002.1833 | 0
| 1018.9385 | 0 |  | 1002.4209 | 0 |  | 1002.4209 | 0 |  | 1018.425 | 0 |  | 1002.4209 | 0.014213 |  | 1002.4209 | 0 |  | 1002.4209 | 0 |  | 1002.4209 | 0
| 1019.1827 | 0 |  | 1002.6585 | 0 |  | 1002.6585 | 0 |  | 1018.6683 | 0 |  | 1002.6585 | 0.033399 |  | 1002.6585 | 0 |  | 1002.6585 | 0 |  | 1002.6585 | 0
| 1019.4269 | 0 |  | 1002.8962 | 0 |  | 1002.8962 | 0 |  | 1018.9116 | 0 |  | 1002.8962 | 0.014269 |  | 1002.8962 | 0 |  | 1002.8962 | 0 |  | 1002.8962 | 0
| 1019.6711 | 0 |  | 1003.1338 | 0 |  | 1003.1338 | 0 |  | 1019.155 | 0 |  | 1003.1338 | 0.029689 |  | 1003.1338 | 0 |  | 1003.1338 | 0 |  | 1003.1338 | 0
| 1019.9153 | 0 |  | 1003.3714 | 0 |  | 1003.3714 | 0 |  | 1019.3983 | 0 |  | 1003.3714 | 0.011885 |  | 1003.3714 | 0 |  | 1003.3714 | 0 |  | 1003.3714 | 0
| 1020.1596 | 0 |  | 1003.6091 | 0 |  | 1003.6091 | 0 |  | 1019.6416 | 0 |  | 1003.6091 | 0.035391 |  | 1003.6091 | 0 |  | 1003.6091 | 0 |  | 1003.6091 | 0
| 1020.4038 | 0 |  | 1003.8467 | 0 |  | 1003.8467 | 0 |  | 1019.885 | 0 |  | 1003.8467 | 0.017415 |  | 1003.8467 | 0 |  | 1003.8467 | 0 |  | 1003.8467 | 0
| 1020.6481 | 0 |  | 1004.0844 | 0 |  | 1004.0844 | 0 |  | 1020.1283 | 0 |  | 1004.0844 | 0.03472 |  | 1004.0844 | 0 |  | 1004.0844 | 0 |  | 1004.0844 | 0
| 1020.8923 | 0 |  | 1004.322 | 0 |  | 1004.322 | 0 |  | 1020.3717 | 0 |  | 1004.322 | 0.014292 |  | 1004.322 | 0 |  | 1004.322 | 0 |  | 1004.322 | 0
| 1021.1366 | 0 |  | 1004.5597 | 0 |  | 1004.5597 | 0 |  | 1020.615 | 0 |  | 1004.5597 | 0.035635 |  | 1004.5597 | 0 |  | 1004.5597 | 0 |  | 1004.5597 | 0
| 1021.3808 | 0 |  | 1004.7974 | 0 |  | 1004.7974 | 0 |  | 1020.8584 | 0 |  | 1004.7974 | 0.021121 |  | 1004.7974 | 0 |  | 1004.7974 | 0 |  | 1004.7974 | 0
| 1021.6251 | 0 |  | 1005.0351 | 0 |  | 1005.0351 | 0 |  | 1021.1017 | 0 |  | 1005.0351 | 0.03474 |  | 1005.0351 | 0 |  | 1005.0351 | 0 |  | 1005.0351 | 0
| 1021.8694 | 0 |  | 1005.2728 | 0 |  | 1005.2728 | 0 |  | 1021.3451 | 0 |  | 1005.2728 | 0.014911 |  | 1005.2728 | 0 |  | 1005.2728 | 0 |  | 1005.2728 | 0
| 1022.1137 | 0 |  | 1005.5104 | 0 |  | 1005.5104 | 0 |  | 1021.5885 | 0 |  | 1005.5104 | 0.033465 |  | 1005.5104 | 0 |  | 1005.5104 | 0 |  | 1005.5104 | 0
| 1022.3579 | 0 |  | 1005.7482 | 0 |  | 1005.7482 | 0 |  | 1021.8319 | 0 |  | 1005.7482 | 0.013074 |  | 1005.7482 | 0 |  | 1005.7482 | 0 |  | 1005.7482 | 0
| 1022.6023 | 0 |  | 1005.9858 | 0 |  | 1005.9858 | 0 |  | 1022.0752 | 0 |  | 1005.9858 | 0.028704 |  | 1005.9858 | 0 |  | 1005.9858 | 0 |  | 1005.9858 | 0
| 1022.8465 | 0 |  | 1006.2236 | 0 |  | 1006.2236 | 0 |  | 1022.3186 | 0 |  | 1006.2236 | 0.019108 |  | 1006.2236 | 0 |  | 1006.2236 | 0 |  | 1006.2236 | 0
| 1023.0909 | 0 |  | 1006.4612 | 0 |  | 1006.4612 | 0 |  | 1022.562 | 0 |  | 1006.4612 | 0.034624 |  | 1006.4612 | 0 |  | 1006.4612 | 0 |  | 1006.4612 | 0
| 1023.3352 | 0 |  | 1006.699 | 0 |  | 1006.699 | 0 |  | 1022.8054 | 0 |  | 1006.699 | 0.017838 |  | 1006.699 | 0 |  | 1006.699 | 0 |  | 1006.699 | 0
| 1023.5795 | 0 |  | 1006.9367 | 0 |  | 1006.9367 | 0 |  | 1023.0488 | 0 |  | 1006.9367 | 0.034648 |  | 1006.9367 | 0 |  | 1006.9367 | 0 |  | 1006.9367 | 0
| 1023.8238 | 0 |  | 1007.1744 | 0 |  | 1007.1744 | 0 |  | 1023.2922 | 0 |  | 1007.1744 | 0.016423 |  | 1007.1744 | 0 |  | 1007.1744 | 0 |  | 1007.1744 | 0
| 1024.0681 | 0 |  | 1007.4122 | 0 |  | 1007.4122 | 0 |  | 1023.5356 | 0 |  | 1007.4122 | 0.036785 |  | 1007.4122 | 0 |  | 1007.4122 | 0 |  | 1007.4122 | 0
| 1024.3125 | 0 |  | 1007.6499 | 0 |  | 1007.6499 | 0 |  | 1023.779 | 0 |  | 1007.6499 | 0.017705 |  | 1007.6499 | 0 |  | 1007.6499 | 0 |  | 1007.6499 | 0
| 1024.5568 | 0 |  | 1007.8876 | 0 |  | 1007.8876 | 0 |  | 1024.0224 | 0 |  | 1007.8876 | 0.034867 |  | 1007.8876 | 0 |  | 1007.8876 | 0 |  | 1007.8876 | 0
| 1024.8011 | 0 |  | 1008.1254 | 0 |  | 1008.1254 | 0 |  | 1024.2658 | 0 |  | 1008.1254 | 2.8498e-05 |  | 1008.1254 | 0 |  | 1008.1254 | 0 |  | 1008.1254 | 0
| 1025.0455 | 0 |  | 1008.3632 | 0 |  | 1008.3632 | 0 |  | 1024.5093 | 0 |  | 1008.3632 | 4.5382e-05 |  | 1008.3632 | 0 |  | 1008.3632 | 0 |  | 1008.3632 | 0
| 1025.2898 | 0 |  | 1008.6009 | 0 |  | 1008.6009 | 0 |  | 1024.7527 | 0 |  | 1008.6009 | 2.4144e-05 |  | 1008.6009 | 0 |  | 1008.6009 | 0 |  | 1008.6009 | 0
| 1025.5342 | 0 |  | 1008.8387 | 0 |  | 1008.8387 | 0 |  | 1024.9961 | 0 |  | 1008.8387 | 5.1126e-05 |  | 1008.8387 | 0 |  | 1008.8387 | 0 |  | 1008.8387 | 0
| 1025.7786 | 0 |  | 1009.0765 | 0 |  | 1009.0765 | 0 |  | 1025.2395 | 0 |  | 1009.0765 | 2.5421e-05 |  | 1009.0765 | 0 |  | 1009.0765 | 0 |  | 1009.0765 | 0
| 1026.023 | 0 |  | 1009.3142 | 0 |  | 1009.3142 | 0 |  | 1025.483 | 0 |  | 1009.3142 | 5.1439e-05 |  | 1009.3142 | 0 |  | 1009.3142 | 0 |  | 1009.3142 | 0
| 1026.2673 | 0 |  | 1009.552 | 0 |  | 1009.552 | 0 |  | 1025.7264 | 0 |  | 1009.552 | 2.4265e-05 |  | 1009.552 | 0 |  | 1009.552 | 0 |  | 1009.552 | 0
| 1026.5117 | 0 |  | 1009.7898 | 0 |  | 1009.7898 | 0 |  | 1025.9699 | 0 |  | 1009.7898 | 4.2361e-05 |  | 1009.7898 | 0 |  | 1009.7898 | 0 |  | 1009.7898 | 0
| 1026.7561 | 0 |  | 1010.0276 | 0 |  | 1010.0276 | 0 |  | 1026.2133 | 0 |  | 1010.0276 | -1.2867e-05 |  | 1010.0276 | 0 |  | 1010.0276 | 0 |  | 1010.0276 | 0
| 1027.0005 | 0 |  | 1010.2654 | 0 |  | 1010.2654 | 0 |  | 1026.4568 | 0 |  | 1010.2654 | 1.2309e-05 |  | 1010.2654 | 0 |  | 1010.2654 | 0 |  | 1010.2654 | 0
| 1027.2449 | 0 |  | 1010.5032 | 0 |  | 1010.5032 | 0 |  | 1026.7002 | 0 |  | 1010.5032 | -7.6871e-06 |  | 1010.5032 | 0 |  | 1010.5032 | 0 |  | 1010.5032 | 0
| 1027.4893 | 0 |  | 1010.741 | 0 |  | 1010.741 | 0 |  | 1026.9437 | 0 |  | 1010.741 | 1.6985e-05 |  | 1010.741 | 0 |  | 1010.741 | 0 |  | 1010.741 | 0
| 1027.7337 | 0 |  | 1010.9788 | 0 |  | 1010.9788 | 0 |  | 1027.1872 | 0 |  | 1010.9788 | -1.3888e-05 |  | 1010.9788 | 0 |  | 1010.9788 | 0 |  | 1010.9788 | 0
| 1027.9781 | 0 |  | 1011.2166 | 0 |  | 1011.2166 | 0 |  | 1027.4306 | 0 |  | 1011.2166 | 1.7355e-05 |  | 1011 | 0 |  | 1011.2166 | 0 |  | 1011.2166 | 0

## Integration (hidden)
LED Item # | MWWHL4 |  | MWWHLP2 |  | MWUVL1 |  | MNWHL4 |  | MCWHL7 |  | MCWHLP2 |  | MCWHL8 |  | MCWHLP3
Do Not Edit This Tab | Area Under Normalized Curve |  | Area Under normalized Curve |  | Area Under normalized Curve |  | Area Under Normalized Curve |  | Area Under Normalized Curve |  | Area Under Normalized Curve |  | Area Under Normalized Curve |  | Area Under Normalized Curve
| Total | 155.3158 | Total | 150.3229 | Total | 74.5893 | Total | 167.319 | Total | 109.3957 | Total | 109.2266 | Total | 90.9354 | Total | 95.8364
Integration
| 0 |  | 0 |  | 0 |  | 0 |  | 1.2764e-05 |  | 0 |  | 0 |  | 0
| 0 |  | 0 |  | 0 |  | 0 |  | 1.2488e-05 |  | 0 |  | 0 |  | 0
| 0 |  | 0 |  | 0 |  | 0 |  | 1.3306e-05 |  | 0 |  | 0 |  | 0
| 0 |  | 0 |  | 0 |  | 0 |  | 1.3143e-05 |  | 0 |  | 0 |  | 0
| 0 |  | 0 |  | 0 |  | 0 |  | 1.2957e-05 |  | 0 |  | 0 |  | 0
| 0 |  | 0 |  | 0 |  | 0 |  | 1.2857e-05 |  | 0 |  | 0 |  | 0
| 0 |  | 0 |  | 0 |  | 0 |  | 1.218e-05 |  | 0 |  | 0 |  | 0
| 0 |  | 0 |  | 0 |  | 0 |  | 1.2563e-05 |  | 0 |  | 0 |  | 0
| 0 |  | 0 |  | 0 |  | 0 |  | 1.3088e-05 |  | 0 |  | 0 |  | 0
| 0 |  | 0 |  | 0 |  | 0 |  | 1.2396e-05 |  | 0 |  | 0 |  | 0
| 0 |  | 0 |  | 0 |  | 0 |  | 1.1869e-05 |  | 0 |  | 0 |  | 0
| 0 |  | 0 |  | 0 |  | 0 |  | 1.2539e-05 |  | 0 |  | 0 |  | 0
| 0 |  | 0 |  | 0 |  | 0 |  | 1.2883e-05 |  | 0 |  | 0 |  | 0
| 0 |  | 0 |  | 0 |  | 0 |  | 1.2531e-05 |  | 0 |  | 0 |  | 0
| 0 |  | 0 |  | 0 |  | 0 |  | 1.2512e-05 |  | 0 |  | 0 |  | 0
| 0 |  | 0 |  | 0 |  | 0 |  | 1.283e-05 |  | 0 |  | 0 |  | 0
| 0 |  | 0 |  | 0 |  | 0 |  | 1.2864e-05 |  | 0 |  | 0 |  | 0
| 0 |  | 0 |  | 0 |  | 0 |  | 1.2554e-05 |  | 0 |  | 0 |  | 0
| 0 |  | 0 |  | 0 |  | 0 |  | 1.2085e-05 |  | 0 |  | 0 |  | 0
| 0 |  | 0 |  | 0 |  | 0 |  | 1.214e-05 |  | 0 |  | 0 |  | 0
| 0 |  | 0 |  | 0 |  | 0 |  | 1.2443e-05 |  | 0 |  | 0 |  | 0
| 0 |  | 0 |  | 0 |  | 0 |  | 1.2852e-05 |  | 0 |  | 0 |  | 0
| 0 |  | 0 |  | 0 |  | 0 |  | 1.3165e-05 |  | 0 |  | 0 |  | 0
| 0 |  | 0 |  | 0 |  | 0 |  | 1.281e-05 |  | 0 |  | 0 |  | 0
| 0 |  | 0 |  | 0 |  | 0 |  | 1.2491e-05 |  | 0 |  | 0 |  | 0
| 0 |  | 0 |  | 0 |  | 0 |  | 1.2502e-05 |  | 0 |  | 0 |  | 0
| 0 |  | 0 |  | 0 |  | 0 |  | 1.254e-05 |  | 0 |  | 0 |  | 0
| 0 |  | 0 |  | 0 |  | 0 |  | 1.2368e-05 |  | 0 |  | 0 |  | 0
| 0 |  | 0 |  | 0 |  | 0 |  | 1.2013e-05 |  | 0 |  | 0 |  | 0
| 0 |  | 0 |  | 0 |  | 0 |  | 1.2784e-05 |  | 0 |  | 0 |  | 0
| 0 |  | 0 |  | 0 |  | 0 |  | 1.2791e-05 |  | 0 |  | 0 |  | 0
| 0 |  | 0 |  | 0 |  | 0 |  | 1.2345e-05 |  | 0 |  | 0 |  | 0
| 0 |  | 0 |  | 0 |  | 0 |  | 1.3099e-05 |  | 0 |  | 0 |  | 0
| 0 |  | 0 |  | 0 |  | 0 |  | 1.3247e-05 |  | 0 |  | 0 |  | 0
| 0 |  | 0 |  | 0 |  | 0 |  | 1.2621e-05 |  | 0 |  | 0 |  | 0
| 0 |  | 0 |  | 0 |  | 0 |  | 1.23e-05 |  | 0 |  | 0 |  | 0
| 0 |  | 0 |  | 0 |  | 0 |  | 1.2947e-05 |  | 0 |  | 0 |  | 0
| 0 |  | 0 |  | 0 |  | 0 |  | 1.3488e-05 |  | 0 |  | 0 |  | 0
| 0 |  | 0 |  | 0 |  | 0 |  | 1.2946e-05 |  | 0 |  | 0 |  | 0
| 0 |  | 0 |  | 0 |  | 0 |  | 1.2706e-05 |  | 0 |  | 0 |  | 0
| 0 |  | 0 |  | 0 |  | 0 |  | 1.2415e-05 |  | 0 |  | 0 |  | 0
| 0 |  | 0 |  | 0 |  | 0 |  | 1.3077e-05 |  | 0 |  | 0 |  | 0
| 0 |  | 0 |  | 0 |  | 0 |  | 1.354e-05 |  | 0 |  | 0 |  | 0
| 0 |  | 0 |  | 0 |  | 0 |  | 1.2232e-05 |  | 0 |  | 0 |  | 0
| 0 |  | 0 |  | 0 |  | 0 |  | 1.2481e-05 |  | 0 |  | 0 |  | 0
| 0 |  | 0 |  | 0 |  | 0 |  | 1.2616e-05 |  | 0 |  | 0 |  | 0
| 0 |  | 0 |  | 0 |  | 0 |  | 1.2514e-05 |  | 0 |  | 0 |  | 0
| 0 |  | 0 |  | 0 |  | 0 |  | 1.2944e-05 |  | 0 |  | 0 |  | 0
| 0 |  | 0 |  | 0 |  | 0 |  | 1.3512e-05 |  | 0 |  | 0 |  | 0
| 0 |  | 0 |  | 0 |  | 0 |  | 1.3867e-05 |  | 0 |  | 0 |  | 0
| 0 |  | 0 |  | 0 |  | 0 |  | 1.2934e-05 |  | 0 |  | 0 |  | 0
| 0 |  | 0 |  | 0 |  | 0 |  | 1.2569e-05 |  | 0 |  | 0 |  | 0
| 0 |  | 0 |  | 0 |  | 0 |  | 1.2577e-05 |  | 0 |  | 0 |  | 0
| 0 |  | 0 |  | 0 |  | 0 |  | 1.1843e-05 |  | 0 |  | 0 |  | 0
| 0 |  | 0 |  | 0 |  | 0 |  | 1.1828e-05 |  | 0 |  | 0 |  | 0
| 0 |  | 0 |  | 0 |  | 0 |  | 1.2409e-05 |  | 0 |  | 0 |  | 0
| 0 |  | 0 |  | 0 |  | 0 |  | 1.2261e-05 |  | 0 |  | 0 |  | 0
| 0 |  | 0 |  | 0 |  | 0 |  | 1.2247e-05 |  | 0 |  | 0 |  | 0
| 0 |  | 0 |  | 0 |  | 0 |  | 1.2801e-05 |  | 0 |  | 0 |  | 0
| 0 |  | 0 |  | 0 |  | 0 |  | 1.2549e-05 |  | 0 |  | 0 |  | 0
| 0 |  | 0 |  | 0 |  | 0 |  | 1.2009e-05 |  | 0 |  | 0 |  | 0
| 0 |  | 0 |  | 0 |  | 0 |  | 1.1615e-05 |  | 0 |  | 0 |  | 0
| 0 |  | 0 |  | 0 |  | 0 |  | 1.1771e-05 |  | 0 |  | 0 |  | 0
| 0 |  | 0 |  | 0 |  | 0 |  | 1.1753e-05 |  | 0 |  | 0 |  | 0
| 0 |  | 0 |  | 0 |  | 0 |  | 1.2033e-05 |  | 0 |  | 0 |  | 0
| 0 |  | 0 |  | 0 |  | 0 |  | 1.2523e-05 |  | 0 |  | 0 |  | 0
| 0 |  | 0 |  | 0 |  | 0 |  | 1.2452e-05 |  | 0 |  | 0 |  | 0
| 0 |  | 0 |  | 0 |  | 0 |  | 1.213e-05 |  | 0 |  | 0 |  | 0
| 0 |  | 0 |  | 0 |  | 0 |  | 1.1756e-05 |  | 0 |  | 0 |  | 0
| 0 |  | 0 |  | 0 |  | 0 |  | 1.1837e-05 |  | 0 |  | 0 |  | 0
| 0 |  | 0 |  | 0 |  | 0 |  | 1.1943e-05 |  | 0 |  | 0 |  | 0
| 0 |  | 0 |  | 0 |  | 0 |  | 1.1968e-05 |  | 0 |  | 0 |  | 0
| 0 |  | 0 |  | 0 |  | 0 |  | 1.2357e-05 |  | 0 |  | 0 |  | 0
| 0 |  | 0 |  | 0 |  | 0 |  | 1.2537e-05 |  | 0 |  | 0 |  | 0
| 0 |  | 0 |  | 0 |  | 0 |  | 1.241e-05 |  | 0 |  | 0 |  | 0
| 0 |  | 0 |  | 0 |  | 0 |  | 1.15e-05 |  | 0 |  | 0 |  | 0
| 0 |  | 0 |  | 0 |  | 0 |  | 1.1417e-05 |  | 0 |  | 0 |  | 0
| 0 |  | 0 |  | 0 |  | 0 |  | 1.1817e-05 |  | 0 |  | 0 |  | 0
| 0 |  | 0 |  | 0 |  | 0 |  | 1.1155e-05 |  | 0 |  | 0 |  | 0
| 0 |  | 0 |  | 0 |  | 0 |  | 1.1197e-05 |  | 0 |  | 0 |  | 0
| 0 |  | 0 |  | 0 |  | 0 |  | 1.1454e-05 |  | 0 |  | 0 |  | 0
| 0 |  | 0 |  | 0 |  | 0 |  | 1.1628e-05 |  | 0 |  | 0 |  | 0
| 0 |  | 0 |  | 0 |  | 0 |  | 1.1724e-05 |  | 0 |  | 0 |  | 0
| 0 |  | 0 |  | 0 |  | 0 |  | 1.1549e-05 |  | 0 |  | 0 |  | 0
| 0 |  | 0 |  | 0 |  | 0 |  | 1.1058e-05 |  | 0 |  | 0 |  | 0
| 0 |  | 0 |  | 0 |  | 0 |  | 1.1624e-05 |  | 0 |  | 0 |  | 0
| 0 |  | 0 |  | 0 |  | 0 |  | 1.1587e-05 |  | 0 |  | 0 |  | 0
| 0 |  | 0 |  | 0 |  | 0 |  | 1.0861e-05 |  | 0 |  | 0 |  | 0
| 0 |  | 0 |  | 0 |  | 0 |  | 1.0725e-05 |  | 0 |  | 0 |  | 0
| 0 |  | 0 |  | 0 |  | 0 |  | 1.107e-05 |  | 0 |  | 0 |  | 0
| 0 |  | 0 |  | 0 |  | 0 |  | 1.1442e-05 |  | 0 |  | 0 |  | 0
| 0 |  | 0 |  | 0 |  | 0 |  | 1.0978e-05 |  | 0 |  | 0 |  | 0
| 0 |  | 0 |  | 0 |  | 0 |  | 1.0878e-05 |  | 0 |  | 0 |  | 0
| 0 |  | 0 |  | 0 |  | 0 |  | 1.0851e-05 |  | 0 |  | 0 |  | 0
| 0 |  | 0 |  | 0 |  | 0 |  | 1.0631e-05 |  | 0 |  | 0 |  | 0
| 0 |  | 0 |  | 0 |  | 0 |  | 1.0757e-05 |  | 0 |  | 0 |  | 0
| 0 |  | 0 |  | 0 |  | 0 |  | 1.1563e-05 |  | 0 |  | 0 |  | 0
| 0 |  | 0 |  | 0 |  | 0 |  | 1.2448e-05 |  | 0 |  | 0 |  | 0
| 0 |  | 0 |  | 0 |  | 0 |  | 1.2023e-05 |  | 0 |  | 0 |  | 0
| 0 |  | 0 |  | 0 |  | 0 |  | 1.136e-05 |  | 0 |  | 0 |  | 0
| 0 |  | 0 |  | 0 |  | 0 |  | 1.1431e-05 |  | 0 |  | 0 |  | 0
| 0 |  | 0 |  | 0 |  | 0 |  | 1.1289e-05 |  | 0 |  | 0 |  | 0
| 0 |  | 0 |  | 0 |  | 0 |  | 1.1192e-05 |  | 0 |  | 0 |  | 0
| 0 |  | 0 |  | 0 |  | 0 |  | 1.1217e-05 |  | 0 |  | 0 |  | 0
| 0 |  | 0 |  | 0 |  | 0 |  | 1.1316e-05 |  | 0 |  | 0 |  | 0
| 0 |  | 0 |  | 0 |  | 0 |  | 1.1719e-05 |  | 0 |  | 0 |  | 0
| 0 |  | 0 |  | 0 |  | 0 |  | 1.1643e-05 |  | 0 |  | 0 |  | 0
| 0 |  | 0 |  | 0 |  | 0 |  | 1.0738e-05 |  | 0 |  | 0 |  | 0
| 0 |  | 0 |  | 0 |  | 0 |  | 1.0541e-05 |  | 0 |  | 0 |  | 0
| 0 |  | 0 |  | 0 |  | 0 |  | 1.1083e-05 |  | 0 |  | 0 |  | 0
| 0 |  | 0 |  | 0 |  | 0 |  | 1.1366e-05 |  | 0 |  | 0 |  | 0
| 0 |  | 0 |  | 0 |  | 0 |  | 1.1621e-05 |  | 0 |  | 0 |  | 0
| 0 |  | 0 |  | 0 |  | 0 |  | 1.1686e-05 |  | 0 |  | 0 |  | 0
| 0 |  | 0 |  | 0 |  | 0 |  | 1.1506e-05 |  | 0 |  | 0 |  | 0
| 0 |  | 0 |  | 0 |  | 0 |  | 1.1208e-05 |  | 0 |  | 0 |  | 0
| 0 |  | 0 |  | 0 |  | 0 |  | 1.1415e-05 |  | 0 |  | 0 |  | 0
| 0 |  | 0 |  | 0 |  | 0 |  | 1.159e-05 |  | 0 |  | 0 |  | 0
| 0 |  | 0 |  | 0 |  | 0 |  | 1.1807e-05 |  | 0 |  | 0 |  | 0
| 0 |  | 0 |  | 0 |  | 0 |  | 1.2108e-05 |  | 0 |  | 0 |  | 0
| 0 |  | 0 |  | 0 |  | 0 |  | 1.1551e-05 |  | 0 |  | 0 |  | 0
| 0 |  | 0 |  | 0 |  | 0 |  | 1.1197e-05 |  | 0 |  | 0 |  | 0
| 0 |  | 0 |  | 0 |  | 0 |  | 1.1614e-05 |  | 0 |  | 0 |  | 0
| 0 |  | 0 |  | 0 |  | 0 |  | 1.1731e-05 |  | 0 |  | 0 |  | 0
| 0 |  | 0 |  | 0 |  | 0 |  | 1.1196e-05 |  | 0 |  | 0 |  | 0
| 0 |  | 0 |  | 0 |  | 0 |  | 1.1457e-05 |  | 0 |  | 0 |  | 0
| 0 |  | 0 |  | 0 |  | 0 |  | 1.1835e-05 |  | 0 |  | 0 |  | 0
| 0 |  | 0 |  | 0 |  | 0 |  | 1.1724e-05 |  | 0 |  | 0 |  | 0
| 0 |  | 0 |  | 0 |  | 0 |  | 1.1387e-05 |  | 0 |  | 0 |  | 0
| 0 |  | 0 |  | 0 |  | 0 |  | 1.1117e-05 |  | 0 |  | 0 |  | 0
| 0 |  | 0 |  | 0 |  | 0 |  | 1.1614e-05 |  | 0 |  | 0 |  | 0
| 0 |  | 0 |  | 0 |  | 0 |  | 1.1365e-05 |  | 0 |  | 0 |  | 0
| 0 |  | 0 |  | 0 |  | 0 |  | 1.1979e-05 |  | 0 |  | 0 |  | 0
| 0 |  | 0 |  | 0 |  | 0 |  | 1.2763e-05 |  | 0 |  | 0 |  | 0
| 0 |  | 0 |  | 0 |  | 0 |  | 1.2188e-05 |  | 0 |  | 0 |  | 0
| 0 |  | 0 |  | 0 |  | 0 |  | 1.1972e-05 |  | 0 |  | 0 |  | 0
| 0 |  | 0 |  | 0 |  | 0 |  | 1.2083e-05 |  | 0 |  | 0 |  | 0
| 0 |  | 0 |  | 0 |  | 0 |  | 1.1964e-05 |  | 0 |  | 0 |  | 0
| 0 |  | 0 |  | 0 |  | 0 |  | 1.1934e-05 |  | 0 |  | 0 |  | 0
| 0 |  | 0 |  | 0 |  | 0 |  | 1.1778e-05 |  | 0 |  | 0 |  | 0
| 0 |  | 0 |  | 0 |  | 0 |  | 1.174e-05 |  | 0 |  | 0 |  | 0
| 0 |  | 0 |  | 0 |  | 0 |  | 1.2452e-05 |  | 0 |  | 0 |  | 0
| 0 |  | 0 |  | 0 |  | 0 |  | 1.2097e-05 |  | 0 |  | 0 |  | 0
| 0 |  | 0 |  | 0 |  | 0 |  | 1.1928e-05 |  | 0 |  | 0 |  | 0
| 0 |  | 0 |  | 0 |  | 0 |  | 1.229e-05 |  | 0 |  | 0 |  | 0
| 0 |  | 0 |  | 0 |  | 0 |  | 1.2191e-05 |  | 0 |  | 0 |  | 0
| 0 |  | 0 |  | 0 |  | 0 |  | 1.2693e-05 |  | 0 |  | 0 |  | 0
| 0 |  | 0 |  | 0 |  | 0 |  | 1.36e-05 |  | 0 |  | 0 |  | 0
| 0 |  | 0 |  | 0 |  | 0 |  | 1.3179e-05 |  | 0 |  | 0 |  | 0
| 0 |  | 0 |  | 0 |  | 0 |  | 1.2483e-05 |  | 0 |  | 0 |  | 0
| 0 |  | 0 |  | 0 |  | 0 |  | 1.1811e-05 |  | 0 |  | 0 |  | 0
| 0 |  | 0 |  | 0 |  | 0 |  | 1.1535e-05 |  | 0 |  | 0 |  | 0
| 0 |  | 0 |  | 0 |  | 0 |  | 1.1954e-05 |  | 0 |  | 0 |  | 0
| 0 |  | 0 |  | 0 |  | 0 |  | 1.2448e-05 |  | 0 |  | 0 |  | 0
| 0 |  | 0 |  | 0 |  | 0 |  | 1.3013e-05 |  | 0 |  | 0 |  | 0
| 0 |  | 0 |  | 0 |  | 0 |  | 1.2597e-05 |  | 0 |  | 0 |  | 0
| 0 |  | 0 |  | 0 |  | 0 |  | 1.3365e-05 |  | 0 |  | 0 |  | 0
| 0 |  | 0 |  | 0 |  | 0 |  | 1.3576e-05 |  | 0 |  | 0 |  | 0
| 0 |  | 0 |  | 0 |  | 0 |  | 1.3001e-05 |  | 0 |  | 0 |  | 0
| 0 |  | 0 |  | 0 |  | 0 |  | 1.3072e-05 |  | 0 |  | 0 |  | 0
| 0 |  | 0 |  | 0 |  | 0 |  | 1.3196e-05 |  | 0 |  | 0 |  | 0
| 0 |  | 0 |  | 0 |  | 0 |  | 1.322e-05 |  | 0 |  | 0 |  | 0
| 0 |  | 0 |  | 0 |  | 0 |  | 1.3551e-05 |  | 0 |  | 0 |  | 0
| 0 |  | 0 |  | 0 |  | 0 |  | 1.4075e-05 |  | 0 |  | 0 |  | 0
| 0 |  | 0 |  | 0 |  | 0 |  | 1.3436e-05 |  | 0 |  | 0 |  | 0
| 0 |  | 0 |  | 0 |  | 0 |  | 1.3175e-05 |  | 0 |  | 0 |  | 0
| 0 |  | 0 |  | 0 |  | 0 |  | 1.3433e-05 |  | 0 |  | 0 |  | 0
| 0 |  | 0 |  | 0 |  | 0 |  | 1.3875e-05 |  | 0 |  | 0 |  | 0
| 0 |  | 0 |  | 0 |  | 0 |  | 1.3375e-05 |  | 0 |  | 0 |  | 0
| 0 |  | 0 |  | 0 |  | 0 |  | 1.2966e-05 |  | 0 |  | 0 |  | 0
| 0 |  | 0 |  | 0 |  | 0 |  | 1.3093e-05 |  | 0 |  | 0 |  | 0
| 0 |  | 0 |  | 0 |  | 0 |  | 1.3115e-05 |  | 0 |  | 0 |  | 0
| 0 |  | 0 |  | 0 |  | 0 |  | 1.3331e-05 |  | 0 |  | 0 |  | 0
| 0 |  | 0 |  | 0 |  | 0 |  | 1.339e-05 |  | 0 |  | 0 |  | 0
| 0 |  | 0 |  | 0 |  | 0 |  | 1.3776e-05 |  | 0 |  | 0 |  | 0
| 0 |  | 0 |  | 0 |  | 0 |  | 1.3438e-05 |  | 0 |  | 0 |  | 0
| 0 |  | 0 |  | 0 |  | 0 |  | 1.3192e-05 |  | 0 |  | 0 |  | 0
| 0 |  | 0 |  | 0 |  | 0 |  | 1.3592e-05 |  | 0 |  | 0 |  | 0
| 0 |  | 0 |  | 0 |  | 0 |  | 1.4135e-05 |  | 0 |  | 0 |  | 0
| 0 |  | 0 |  | 0 |  | 0 |  | 1.4281e-05 |  | 0 |  | 0 |  | 0
| 0 |  | 0 |  | 0 |  | 0 |  | 1.4096e-05 |  | 0 |  | 0 |  | 0
| 0 |  | 0 |  | 0 |  | 0 |  | 1.3802e-05 |  | 0 |  | 0 |  | 0
| 0 |  | 0 |  | 0 |  | 0 |  | 1.3446e-05 |  | 0 |  | 0 |  | 0
| 0 |  | 0 |  | 0 |  | 0 |  | 1.31e-05 |  | 0 |  | 0 |  | 0
| 0 |  | 0 |  | 0 |  | 0 |  | 1.3443e-05 |  | 0 |  | 0 |  | 0
| 0 |  | 0 |  | 0 |  | 0 |  | 1.4067e-05 |  | 0 |  | 0 |  | 0
| 0 |  | 0 |  | 0 |  | 0 |  | 1.3796e-05 |  | 0 |  | 0 |  | 0
| 0 |  | 0 |  | 0 |  | 0 |  | 1.3642e-05 |  | 0 |  | 0 |  | 0
| 0 |  | 0 |  | 0 |  | 0 |  | 1.3363e-05 |  | 0 |  | 0 |  | 0
| 0 |  | 0 |  | 0 |  | 0 |  | 1.3552e-05 |  | 0 |  | 0 |  | 0
| 0 |  | 0 |  | 0 |  | 0 |  | 1.3902e-05 |  | 0 |  | 0 |  | 0
| 0 |  | 0 |  | 0 |  | 0 |  | 1.3954e-05 |  | 0 |  | 0 |  | 0
| 0 |  | 0 |  | 0 |  | 0 |  | 1.3667e-05 |  | 0 |  | 0 |  | 0
| 0 |  | 0 |  | 0 |  | 0 |  | 1.3233e-05 |  | 0 |  | 0 |  | 0
| 0 |  | 0 |  | 0 |  | 0 |  | 1.3585e-05 |  | 0 |  | 0 |  | 0
| 0 |  | 0 |  | 0 |  | 0 |  | 1.3795e-05 |  | 0 |  | 0 |  | 0
| 0 |  | 0 |  | 0 |  | 0 |  | 1.3513e-05 |  | 0 |  | 0 |  | 0
| 0 |  | 0 |  | 0 |  | 0 |  | 1.3886e-05 |  | 0 |  | 0 |  | 0
| 0 |  | 0 |  | 0 |  | 0 |  | 1.4389e-05 |  | 0 |  | 0 |  | 0
| 0 |  | 0 |  | 0 |  | 0 |  | 1.3796e-05 |  | 0 |  | 0 |  | 0
| 0 |  | 0 |  | 0 |  | 0 |  | 1.4249e-05 |  | 0 |  | 0 |  | 0
| 0 |  | 0 |  | 0 |  | 0 |  | 1.4505e-05 |  | 0 |  | 0 |  | 0
| 0 |  | 0 |  | 0 |  | 0 |  | 1.3797e-05 |  | 0 |  | 0 |  | 0
| 0 |  | 0 |  | 0 |  | 0 |  | 1.3518e-05 |  | 0 |  | 0 |  | 0
| 0 |  | 0 |  | 0 |  | 0 |  | 1.3511e-05 |  | 0 |  | 0 |  | 0
| 0 |  | 0 |  | 0 |  | 0 |  | 1.3524e-05 |  | 0 |  | 0 |  | 0
| 0 |  | 0 |  | 0 |  | 0 |  | 1.385e-05 |  | 0 |  | 0 |  | 0
| 0 |  | 0 |  | 0 |  | 0 |  | 1.4253e-05 |  | 0 |  | 0 |  | 0
| 0 |  | 0 |  | 0 |  | 0 |  | 1.3882e-05 |  | 0 |  | 0 |  | 0
| 0 |  | 0 |  | 0 |  | 0 |  | 1.3792e-05 |  | 0 |  | 0 |  | 0
| 0 |  | 0 |  | 0 |  | 0 |  | 1.441e-05 |  | 0 |  | 0 |  | 0
| 0 |  | 0 |  | 0 |  | 0 |  | 1.4591e-05 |  | 0 |  | 0 |  | 0
| 0 |  | 0 |  | 0 |  | 0 |  | 1.4394e-05 |  | 0 |  | 0 |  | 0
| 0 |  | 0 |  | 0 |  | 0 |  | 1.4191e-05 |  | 0 |  | 0 |  | 0
| 0 |  | 0 |  | 0 |  | 0 |  | 1.3472e-05 |  | 0 |  | 0 |  | 0
| 0 |  | 0 |  | 0 |  | 0 |  | 1.3571e-05 |  | 0 |  | 0 |  | 0
| 0 |  | 0 |  | 0 |  | 0 |  | 1.3306e-05 |  | 0 |  | 0 |  | 0
| 0 |  | 0 |  | 0 |  | 0 |  | 1.3484e-05 |  | 0 |  | 0 |  | 0
| 0 |  | 0 |  | 0 |  | 0 |  | 1.3716e-05 |  | 0 |  | 0 |  | 0
| 0 |  | 0 |  | 0 |  | 0 |  | 1.3455e-05 |  | 0 |  | 0 |  | 0
| 0 |  | 0 |  | 0 |  | 0 |  | 1.4048e-05 |  | 0 |  | 0 |  | 0
| 0 |  | 0 |  | 0 |  | 0 |  | 1.4134e-05 |  | 0 |  | 0 |  | 0
| 0 |  | 0 |  | 0 |  | 0 |  | 1.3932e-05 |  | 0 |  | 0 |  | 0
| 0 |  | 0 |  | 0 |  | 0 |  | 1.3768e-05 |  | 0 |  | 0 |  | 0
| 0 |  | 0 |  | 0 |  | 0 |  | 1.3954e-05 |  | 0 |  | 0 |  | 0
| 0 |  | 0 |  | 0 |  | 0 |  | 1.374e-05 |  | 0 |  | 0 |  | 0
| 0 |  | 0 |  | 0 |  | 0 |  | 1.3062e-05 |  | 0 |  | 0 |  | 0
| 0 |  | 0 |  | 0 |  | 0 |  | 1.3073e-05 |  | 0 |  | 0 |  | 0
| 0 |  | 0 |  | 0 |  | 0 |  | 1.3533e-05 |  | 0 |  | 0 |  | 0
| 0 |  | 0 |  | 0 |  | 0 |  | 1.3902e-05 |  | 0 |  | 0 |  | 0
| 0 |  | 0 |  | 0 |  | 0 |  | 1.3785e-05 |  | 0 |  | 0 |  | 0
| 0 |  | 0 |  | 0 |  | 0 |  | 1.3405e-05 |  | 0 |  | 0 |  | 0
| 0 |  | 0 |  | 0 |  | 0 |  | 1.2998e-05 |  | 0 |  | 0 |  | 0
| 0 |  | 0 |  | 0 |  | 0 |  | 1.3055e-05 |  | 0 |  | 0 |  | 0
| 0 |  | 0 |  | 0 |  | 0 |  | 1.4055e-05 |  | 0 |  | 0 |  | 0
| 0 |  | 0 |  | 0 |  | 0 |  | 1.4075e-05 |  | 0 |  | 0 |  | 0
| 0 |  | 0 |  | 0 |  | 0 |  | 1.3105e-05 |  | 0 |  | 0 |  | 0
| 0 |  | 0 |  | 0 |  | 0 |  | 1.3254e-05 |  | 0 |  | 0 |  | 0
| 0 |  | 0 |  | 0 |  | 0 |  | 1.3952e-05 |  | 0 |  | 0 |  | 0
| 0 |  | 0 |  | 0 |  | 0 |  | 1.3869e-05 |  | 0 |  | 0 |  | 0
| 0 |  | 0 |  | 0 |  | 0 |  | 1.3963e-05 |  | 0 |  | 0 |  | 0
| 0 |  | 0 |  | 0 |  | 0 |  | 1.4239e-05 |  | 0 |  | 0 |  | 0
| 0 |  | 0 |  | 0 |  | 0 |  | 1.3921e-05 |  | 0 |  | 0 |  | 0
| 0 |  | 0 |  | 0 |  | 0 |  | 1.3932e-05 |  | 0 |  | 0 |  | 0
| 0 |  | 0 |  | 0 |  | 0 |  | 1.4027e-05 |  | 0 |  | 0 |  | 0
| 0 |  | 0 |  | 0 |  | 0 |  | 1.3321e-05 |  | 0 |  | 0 |  | 0
| 0 |  | 0 |  | 0 |  | 0 |  | 1.3549e-05 |  | 0 |  | 0 |  | 0
| 0 |  | 0 |  | 0 |  | 0 |  | 1.3713e-05 |  | 0 |  | 0 |  | 0
| 0 |  | 0 |  | 0 |  | 0 |  | 1.3311e-05 |  | 0 |  | 0 |  | 0
| 0 |  | 0 |  | 0 |  | 0 |  | 1.3576e-05 |  | 0 |  | 0 |  | 0
| 0 |  | 0 |  | 0 |  | 0 |  | 1.316e-05 |  | 0 |  | 0 |  | 0
| 0 |  | 0 |  | 0 |  | 0 |  | 1.334e-05 |  | 0 |  | 0 |  | 0
| 0 |  | 0 |  | 0 |  | 0 |  | 1.3289e-05 |  | 0 |  | 0 |  | 0
| 0 |  | 0 |  | 0 |  | 0 |  | 1.3416e-05 |  | 0 |  | 0 |  | 0
| 0 |  | 0 |  | 0 |  | 0 |  | 1.3695e-05 |  | 0 |  | 0 |  | 0
| 0 |  | 0 |  | 0 |  | 0 |  | 1.3456e-05 |  | 0 |  | 0 |  | 0
| 0 |  | 0 |  | 0 |  | 0 |  | 1.3827e-05 |  | 0 |  | 0 |  | 0
| 0 |  | 0 |  | 0 |  | 0 |  | 1.4257e-05 |  | 0 |  | 0 |  | 0
| 0 |  | 0 |  | 0 |  | 0 |  | 1.4394e-05 |  | 0 |  | 0 |  | 0
| 0 |  | 0 |  | 0 |  | 0 |  | 1.3767e-05 |  | 0 |  | 0 |  | 0
| 0 |  | 0 |  | 0 |  | 0 |  | 1.3133e-05 |  | 0 |  | 0 |  | 0
| 0 |  | 0 |  | 0 |  | 0 |  | 1.3264e-05 |  | 0 |  | 0 |  | 0
| 0 |  | 0 |  | 0 |  | 0 |  | 1.4127e-05 |  | 0 |  | 0 |  | 0
| 0 |  | 0 |  | 0 |  | 0 |  | 1.435e-05 |  | 0 |  | 0 |  | 0
| 0 |  | 0 |  | 0 |  | 0 |  | 1.3594e-05 |  | 0 |  | 0 |  | 0
| 0 |  | 0 |  | 0 |  | 0 |  | 1.2988e-05 |  | 0 |  | 0 |  | 0
| 0 |  | 0 |  | 0 |  | 0 |  | 1.3042e-05 |  | 0 |  | 0 |  | 0
| 0 |  | 0 |  | 0 |  | 0 |  | 1.3996e-05 |  | 0 |  | 0 |  | 0
| 0 |  | 0 |  | 0 |  | 0 |  | 1.408e-05 |  | 0 |  | 0 |  | 0
| 0 |  | 0 |  | 0 |  | 0 |  | 1.3134e-05 |  | 0 |  | 0 |  | 0
| 0 |  | 0 |  | 0 |  | 0 |  | 1.2989e-05 |  | 0 |  | 0 |  | 0
| 0 |  | 0 |  | 0 |  | 0 |  | 1.3677e-05 |  | 0 |  | 0 |  | 0
| 0 |  | 0 |  | 0 |  | 0 |  | 1.3658e-05 |  | 0 |  | 0 |  | 0
| 0 |  | 0 |  | 0 |  | 0 |  | 1.3391e-05 |  | 0 |  | 0 |  | 0
| 0 |  | 0 |  | 0 |  | 0 |  | 1.4127e-05 |  | 0 |  | 0 |  | 0
| 0 |  | 0 |  | 0 |  | 0 |  | 1.3865e-05 |  | 0 |  | 0 |  | 0
| 0 |  | 0 |  | 0 |  | 0 |  | 1.3246e-05 |  | 0 |  | 0 |  | 0
| 0 |  | 0 |  | 0 |  | 0 |  | 1.3721e-05 |  | 0 |  | 0 |  | 0
| 0 |  | 0 |  | 0 |  | 0 |  | 1.399e-05 |  | 0 |  | 0 |  | 0
| 0 |  | 0 |  | 0 |  | 0 |  | 1.3664e-05 |  | 0 |  | 0 |  | 0
| 0 |  | 0 |  | 0 |  | 0 |  | 1.3792e-05 |  | 0 |  | 0 |  | 0
| 0 |  | 0 |  | 0 |  | 0 |  | 1.372e-05 |  | 0 |  | 0 |  | 0
| 0 |  | 0 |  | 0 |  | 0 |  | 1.3241e-05 |  | 0 |  | 0 |  | 0
| 0 |  | 0 |  | 0 |  | 0 |  | 1.3291e-05 |  | 0 |  | 0 |  | 0
| 0 |  | 0 |  | 0 |  | 0 |  | 1.3849e-05 |  | 0 |  | 0 |  | 0
| 0 |  | 0 |  | 0 |  | 0 |  | 1.3601e-05 |  | 0 |  | 0 |  | 0
| 0 |  | 0 |  | 0 |  | 0 |  | 1.339e-05 |  | 0 |  | 0 |  | 0
| 0 |  | 0 |  | 0 |  | 0 |  | 1.3971e-05 |  | 0 |  | 0 |  | 0
| 0 |  | 0 |  | 0 |  | 0 |  | 1.405e-05 |  | 0 |  | 0 |  | 0
| 0 |  | 0 |  | 0 |  | 0 |  | 1.3527e-05 |  | 0 |  | 0 |  | 0
| 0 |  | 0 |  | 0 |  | 0 |  | 1.3615e-05 |  | 0 |  | 0 |  | 0
| 0 |  | 0 |  | 0 |  | 0 |  | 1.3589e-05 |  | 0 |  | 0 |  | 0
| 0 |  | 0 |  | 0 |  | 0 |  | 1.335e-05 |  | 0 |  | 0 |  | 0
| 0 |  | 0 |  | 0 |  | 0 |  | 1.3433e-05 |  | 0 |  | 0 |  | 0
| 0 |  | 0 |  | 0 |  | 0 |  | 1.3254e-05 |  | 0 |  | 0 |  | 0
| 0 |  | 0 |  | 0 |  | 0 |  | 1.3355e-05 |  | 0 |  | 0 |  | 0
| 0 |  | 0 |  | 0 |  | 0 |  | 1.3164e-05 |  | 0 |  | 0 |  | 0
| 0 |  | 0 |  | 0 |  | 0 |  | 1.309e-05 |  | 0 |  | 0 |  | 0
| 0 |  | 0 |  | 0 |  | 0 |  | 1.4115e-05 |  | 0 |  | 0 |  | 0
| 0 |  | 0 |  | 0 |  | 0 |  | 1.4081e-05 |  | 0 |  | 0 |  | 0
| 0 |  | 0 |  | 0 |  | 0 |  | 1.3474e-05 |  | 0 |  | 0 |  | 0
| 0 |  | 0 |  | 0 |  | 0 |  | 1.3628e-05 |  | 0 |  | 0 |  | 0
| 0 |  | 0 |  | 0 |  | 0 |  | 1.4326e-05 |  | 0 |  | 0 |  | 0
| 0 |  | 0 |  | 0 |  | 0 |  | 1.4025e-05 |  | 0 |  | 0 |  | 0
| 0 |  | 0 |  | 0 |  | 0 |  | 1.3038e-05 |  | 0 |  | 0 |  | 0
| 0 |  | 0 |  | 0 |  | 0 |  | 1.2957e-05 |  | 0 |  | 0 |  | 0
| 0 |  | 0 |  | 0 |  | 0 |  | 1.3371e-05 |  | 0 |  | 0 |  | 0
| 0 |  | 0 |  | 0 |  | 0 |  | 1.4027e-05 |  | 0 |  | 0 |  | 0
| 0 |  | 0 |  | 0 |  | 0 |  | 1.3677e-05 |  | 0 |  | 0 |  | 0
| 0 |  | 0 |  | 0 |  | 0 |  | 1.3315e-05 |  | 0 |  | 0 |  | 0
| 0 |  | 0 |  | 0 |  | 0 |  | 1.4261e-05 |  | 0 |  | 0 |  | 0
| 0 |  | 0 |  | 0 |  | 0 |  | 1.4465e-05 |  | 0 |  | 0 |  | 0
| 0 |  | 0 |  | 0 |  | 0 |  | 1.3636e-05 |  | 0 |  | 0 |  | 0
| 0 |  | 0 |  | 0 |  | 0 |  | 1.3433e-05 |  | 0 |  | 0 |  | 0
| 0 |  | 0 |  | 0 |  | 0 |  | 1.385e-05 |  | 0 |  | 0 |  | 0
| 0 |  | 0 |  | 0 |  | 0 |  | 1.4074e-05 |  | 0 |  | 0 |  | 0
| 0 |  | 0 |  | 0 |  | 0 |  | 1.3685e-05 |  | 0 |  | 0 |  | 0
| 0 |  | 0 |  | 0 |  | 0 |  | 1.4105e-05 |  | 0 |  | 0 |  | 0
| 0 |  | 0 |  | 0 |  | 0 |  | 1.4187e-05 |  | 0 |  | 0 |  | 0
| 0 |  | 0 |  | 0 |  | 0 |  | 1.3304e-05 |  | 0 |  | 0 |  | 0
| 0 |  | 0 |  | 0 |  | 0 |  | 1.3984e-05 |  | 0 |  | 0 |  | 0
| 0 |  | 0 |  | 0 |  | 0 |  | 1.4271e-05 |  | 0 |  | 0 |  | 0
| 0 |  | 0 |  | 0 |  | 0 |  | 1.3495e-05 |  | 0 |  | 0 |  | 0
| 0 |  | 0 |  | 0 |  | 0 |  | 1.3915e-05 |  | 0 |  | 0 |  | 0
| 0 |  | 0 |  | 0 |  | 0 |  | 1.4224e-05 |  | 0 |  | 0 |  | 0
| 0 |  | 0 |  | 0 |  | 0 |  | 1.4154e-05 |  | 0 |  | 0 |  | 0
| 0 |  | 0 |  | 0 |  | 0 |  | 1.437e-05 |  | 0 |  | 0 |  | 0
| 0 |  | 0 |  | 0 |  | 0 |  | 1.4174e-05 |  | 0 |  | 0 |  | 0
| 0 |  | 0 |  | 0 |  | 0 |  | 1.3524e-05 |  | 0 |  | 0 |  | 0
| 0 |  | 0 |  | 0 |  | 0 |  | 1.3356e-05 |  | 0 |  | 0 |  | 0
| 0 |  | 0 |  | 0 |  | 0 |  | 1.3768e-05 |  | 0 |  | 0 |  | 0
| 0 |  | 0 |  | 0 |  | 0 |  | 1.4131e-05 |  | 0 |  | 0 |  | 0
| 0 |  | 0 |  | 0 |  | 0 |  | 1.4346e-05 |  | 0 |  | 0 |  | 0
| 0 |  | 0 |  | 0 |  | 0 |  | 1.4226e-05 |  | 0 |  | 0 |  | 0
| 0 |  | 0 |  | 0 |  | 0 |  | 1.3586e-05 |  | 0 |  | 0 |  | 0
| 0 |  | 0 |  | 0 |  | 0 |  | 1.288e-05 |  | 0 |  | 0 |  | 0
| 0 |  | 0 |  | 0 |  | 0 |  | 1.3208e-05 |  | 0 |  | 0 |  | 0
| 0 |  | 0 |  | 0 |  | 0 |  | 1.3835e-05 |  | 0 |  | 0 |  | 0
| 0 |  | 0 |  | 0 |  | 0 |  | 1.3507e-05 |  | 0 |  | 0 |  | 0
| 0 |  | 0 |  | 0 |  | 0 |  | 1.368e-05 |  | 0 |  | 0 |  | 0
| 0 |  | 0 |  | 0 |  | 0 |  | 1.4141e-05 |  | 0 |  | 0 |  | 0
| 0 |  | 0 |  | 0 |  | 0 |  | 1.412e-05 |  | 0 |  | 0 |  | 0
| 0 |  | 0 |  | 0 |  | 0 |  | 1.428e-05 |  | 0 |  | 0 |  | 0
| 0 |  | 0 |  | 0 |  | 0 |  | 1.3857e-05 |  | 0 |  | 0 |  | 0
| 0 |  | 0 |  | 0 |  | 0 |  | 1.3607e-05 |  | 0 |  | 0 |  | 0
| 0 |  | 0 |  | 0 |  | 0 |  | 1.3223e-05 |  | 0 |  | 0 |  | 0
| 0 |  | 0 |  | 0 |  | 0 |  | 1.3577e-05 |  | 0 |  | 0 |  | 0
| 0 |  | 0 |  | 0 |  | 0 |  | 1.412e-05 |  | 0 |  | 0 |  | 0
| 0 |  | 0 |  | 0 |  | 0 |  | 1.373e-05 |  | 0 |  | 0 |  | 0
| 0 |  | 0 |  | 0 |  | 0 |  | 1.3955e-05 |  | 0 |  | 0 |  | 0
| 0 |  | 0 |  | 0 |  | 0 |  | 1.3439e-05 |  | 0 |  | 0 |  | 0
| 0 |  | 0 |  | 0 |  | 0 |  | 1.3605e-05 |  | 0 |  | 0 |  | 0
| 0 |  | 0 |  | 0 |  | 0 |  | 1.4131e-05 |  | 0 |  | 0 |  | 0
| 0 |  | 0 |  | 0 |  | 0 |  | 1.3725e-05 |  | 0 |  | 0 |  | 0
| 0 |  | 0 |  | 0 |  | 0 |  | 1.3809e-05 |  | 0 |  | 0 |  | 0
| 0 |  | 0 |  | 0 |  | 0 |  | 1.3995e-05 |  | 0 |  | 0 |  | 0
| 0 |  | 0 |  | 0 |  | 0 |  | 1.362e-05 |  | 0 |  | 0 |  | 0
| 0 |  | 0 |  | 0 |  | 0 |  | 1.4178e-05 |  | 0 |  | 0 |  | 0
| 0 |  | 0 |  | 0 |  | 0 |  | 1.5209e-05 |  | 0 |  | 0 |  | 0
| 0 |  | 0 |  | 0 |  | 0 |  | 1.4655e-05 |  | 0 |  | 0 |  | 0
| 0 |  | 0 |  | 0 |  | 0 |  | 1.3761e-05 |  | 0 |  | 0 |  | 0
| 0 |  | 0 |  | 0 |  | 0 |  | 1.452e-05 |  | 0 |  | 0 |  | 0
| 0 |  | 0 |  | 0 |  | 0 |  | 1.4858e-05 |  | 0 |  | 0 |  | 0
| 0 |  | 0 |  | 0 |  | 0 |  | 1.5079e-05 |  | 0 |  | 0 |  | 0
| 0 |  | 0 |  | 0 |  | 0 |  | 1.5328e-05 |  | 0 |  | 0 |  | 0
| 0 |  | 0 |  | 0 |  | 0 |  | 1.4643e-05 |  | 0 |  | 0 |  | 0
| 0 |  | 0 |  | 0 |  | 0 |  | 1.3819e-05 |  | 0 |  | 0 |  | 0
| 0 |  | 0 |  | 0 |  | 0 |  | 1.4251e-05 |  | 0 |  | 0 |  | 0
| 0 |  | 0 |  | 0 |  | 0 |  | 1.4629e-05 |  | 0 |  | 0 |  | 0
| 0 |  | 0 |  | 0 |  | 0 |  | 1.4181e-05 |  | 0 |  | 0 |  | 0
| 0 |  | 0 |  | 0 |  | 0 |  | 1.4343e-05 |  | 0 |  | 0 |  | 0
| 0 |  | 0 |  | 0 |  | 0 |  | 1.4802e-05 |  | 0 |  | 0 |  | 0
| 0 |  | 0 |  | 0 |  | 0 |  | 1.4835e-05 |  | 0 |  | 0 |  | 0
| 0 |  | 0 |  | 0 |  | 0 |  | 1.4262e-05 |  | 0 |  | 0 |  | 0
| 0 |  | 0 |  | 0 |  | 0 |  | 1.4724e-05 |  | 0 |  | 0 |  | 0
| 0 |  | 0 |  | 0 |  | 0 |  | 1.4849e-05 |  | 0 |  | 0 |  | 0
| 0 |  | 0 |  | 0 |  | 0 |  | 1.4663e-05 |  | 0 |  | 0 |  | 0
| 0 |  | 0 |  | 0 |  | 0 |  | 1.4703e-05 |  | 0 |  | 0 |  | 0
| 0 |  | 0 |  | 0 |  | 0 |  | 1.4707e-05 |  | 0 |  | 0 |  | 0
| 0 |  | 0 |  | 0 |  | 0 |  | 1.4761e-05 |  | 0 |  | 0 |  | 0
| 0 |  | 0 |  | 0 |  | 0 |  | 1.441e-05 |  | 0 |  | 0 |  | 0
| 0 |  | 0 |  | 0 |  | 0 |  | 1.4928e-05 |  | 0 |  | 0 |  | 0
| 0 |  | 0 |  | 0 |  | 0 |  | 1.504e-05 |  | 0 |  | 0 |  | 0
| 0 |  | 0 |  | 0 |  | 0 |  | 1.3931e-05 |  | 0 |  | 0 |  | 0
| 0 |  | 0 |  | 0 |  | 0 |  | 1.3917e-05 |  | 0 |  | 0 |  | 0
| 0 |  | 0 |  | 0 |  | 0 |  | 1.4608e-05 |  | 0 |  | 0 |  | 0
| 0 |  | 0 |  | 0 |  | 0 |  | 1.5172e-05 |  | 0 |  | 0 |  | 0
| 0 |  | 0 |  | 0 |  | 0 |  | 1.4688e-05 |  | 0 |  | 0 |  | 0
| 0 |  | 0 |  | 0 |  | 0 |  | 1.4785e-05 |  | 0 |  | 0 |  | 0
| 0 |  | 0 |  | 0 |  | 0 |  | 1.5481e-05 |  | 0 |  | 0 |  | 0
| 0 |  | 0 |  | 0 |  | 0 |  | 1.5108e-05 |  | 0 |  | 0 |  | 0
| 0 |  | 0 |  | 0 |  | 0 |  | 1.4447e-05 |  | 0 |  | 0 |  | 0
| 0 |  | 0 |  | 0 |  | 0 |  | 1.5035e-05 |  | 0 |  | 0 |  | 0
| 0 |  | 0 |  | 0 |  | 0 |  | 1.5441e-05 |  | 0 |  | 0 |  | 0
| 0 |  | 0 |  | 0 |  | 0 |  | 1.4852e-05 |  | 0 |  | 0 |  | 0
| 0 |  | 0 |  | 0 |  | 0 |  | 1.495e-05 |  | 0 |  | 0 |  | 0
| 0 |  | 0 |  | 0 |  | 0 |  | 1.5723e-05 |  | 0 |  | 0 |  | 0
| 0 |  | 0 |  | 0 |  | 0 |  | 1.6281e-05 |  | 0 |  | 0 |  | 0
| 0 |  | 0 |  | 0 |  | 0 |  | 1.5651e-05 |  | 0 |  | 0 |  | 0
| 0 |  | 0 |  | 0 |  | 0 |  | 1.5148e-05 |  | 0 |  | 0 |  | 0
| 0 |  | 0 |  | 0 |  | 0 |  | 1.4589e-05 |  | 0 |  | 0 |  | 0
| 0 |  | 0 |  | 0 |  | 0 |  | 1.4686e-05 |  | 0 |  | 0 |  | 0
| 0 |  | 0 |  | 0 |  | 0 |  | 1.5806e-05 |  | 0 |  | 0 |  | 0
| 0 |  | 0 |  | 0 |  | 0 |  | 1.6096e-05 |  | 0 |  | 0 |  | 0
| 0 |  | 0 |  | 0 |  | 0 |  | 1.637e-05 |  | 0 |  | 0 |  | 0
| 0 |  | 0 |  | 0 |  | 0 |  | 1.6081e-05 |  | 0 |  | 0 |  | 0
| 0 |  | 0 |  | 0 |  | 0 |  | 1.544e-05 |  | 0 |  | 0 |  | 0
| 0 |  | 0 |  | 0 |  | 0 |  | 1.5993e-05 |  | 0 |  | 0 |  | 0
| 0 |  | 0 |  | 0 |  | 0 |  | 1.5793e-05 |  | 0 |  | 0 |  | 0
| 0 |  | 0 |  | 0 |  | 0 |  | 1.6084e-05 |  | 0 |  | 0 |  | 0
| 0 |  | 0 |  | 0 |  | 0 |  | 1.6422e-05 |  | 0 |  | 0 |  | 0
| 0 |  | 0 |  | 0 |  | 0 |  | 1.6028e-05 |  | 0 |  | 0 |  | 0
| 0 |  | 0 |  | 0 |  | 0 |  | 1.6577e-05 |  | 0 |  | 0 |  | 0
| 0 |  | 0 |  | 0 |  | 0 |  | 1.6926e-05 |  | 0 |  | 0 |  | 0
| 0 |  | 0 |  | 0 |  | 0 |  | 1.7065e-05 |  | 0 |  | 0 |  | 0
| 0 |  | 0 |  | 0 |  | 0 |  | 1.6483e-05 |  | 0 |  | 0 |  | 0
| 0 |  | 0 |  | 0 |  | 0 |  | 1.6889e-05 |  | 0 |  | 0 |  | 0
| 0 |  | 0 |  | 0 |  | 0 |  | 1.787e-05 |  | 0 |  | 0 |  | 0
| 0 |  | 0 |  | 0 |  | 0 |  | 1.7797e-05 |  | 0 |  | 0 |  | 0
| 0 |  | 0 |  | 0 |  | 0 |  | 1.7391e-05 |  | 0 |  | 0 |  | 0
| 0 |  | 0 |  | 0 |  | 0 |  | 1.7605e-05 |  | 0 |  | 0 |  | 0
| 0 |  | 0 |  | 0 |  | 0 |  | 1.7937e-05 |  | 0 |  | 0 |  | 0
| 0 |  | 0 |  | 0 |  | 0 |  | 1.8005e-05 |  | 0 |  | 0 |  | 0
| 0 |  | 0 |  | 0 |  | 0 |  | 1.842e-05 |  | 0 |  | 0 |  | 0
| 0 |  | 0 |  | 0 |  | 0 |  | 1.8019e-05 |  | 0 |  | 0 |  | 0
| 0 |  | 0 |  | 0 |  | 0 |  | 1.769e-05 |  | 0 |  | 0 |  | 0
| 0 |  | 0 |  | 0 |  | 0 |  | 1.8504e-05 |  | 0 |  | 0 |  | 0
| 0 |  | 0 |  | 0 |  | 0 |  | 1.8552e-05 |  | 0 |  | 0 |  | 0
| 0 |  | 0 |  | 0 |  | 0 |  | 1.7982e-05 |  | 0 |  | 0 |  | 0
| 0 |  | 0 |  | 0 |  | 0 |  | 1.8355e-05 |  | 0 |  | 0 |  | 0
| 0 |  | 0 |  | 0 |  | 0 |  | 1.8057e-05 |  | 0 |  | 0 |  | 0
| 0 |  | 0 |  | 0 |  | 0 |  | 1.816e-05 |  | 0 |  | 0 |  | 0
| 0 |  | 0 |  | 0 |  | 0 |  | 1.8569e-05 |  | 0 |  | 0 |  | 0
| 0 |  | 0 |  | 0 |  | 0 |  | 1.8026e-05 |  | 0 |  | 0 |  | 0
| 0 |  | 0 |  | 0 |  | 0 |  | 1.7235e-05 |  | 0 |  | 0 |  | 0
| 0 |  | 0 |  | 0 |  | 0 |  | 1.8051e-05 |  | 0 |  | 0 |  | 0
| 0 |  | 0 |  | 0 |  | 0 |  | 1.9029e-05 |  | 0 |  | 0 |  | 0
| 0 |  | 0 |  | 0 |  | 0 |  | 1.8466e-05 |  | 0 |  | 0 |  | 0
| 0 |  | 0 |  | 0 |  | 0 |  | 1.8607e-05 |  | 0 |  | 0 |  | 0
| 0 |  | 0 |  | 0 |  | 0 |  | 1.9027e-05 |  | 0 |  | 0 |  | 0
| 0 |  | 0 |  | 0 |  | 0 |  | 1.8865e-05 |  | 0 |  | 0 |  | 0
| 0 |  | 0 |  | 0 |  | 0 |  | 1.8473e-05 |  | 0 |  | 0 |  | 0
| 0 |  | 0 |  | 0 |  | 0 |  | 1.8328e-05 |  | 0 |  | 0 |  | 0
| 0 |  | 0 |  | 0 |  | 0 |  | 1.8918e-05 |  | 0 |  | 0 |  | 0
| 0 |  | 0 |  | 0 |  | 0 |  | 1.8634e-05 |  | 0 |  | 0 |  | 0
| 0 |  | 0 |  | 0 |  | 0 |  | 1.8325e-05 |  | 0 |  | 0 |  | 0
| 0 |  | 0 |  | 0 |  | 0 |  | 1.8983e-05 |  | 0 |  | 0 |  | 0
| 0 |  | 0 |  | 0 |  | 0 |  | 1.8841e-05 |  | 0 |  | 0 |  | 0
| 0 |  | 0 |  | 0 |  | 0 |  | 1.8654e-05 |  | 0 |  | 0 |  | 0
| 0 |  | 0 |  | 0 |  | 0 |  | 1.8518e-05 |  | 0 |  | 0 |  | 0
| 0 |  | 0 |  | 0 |  | 0 |  | 1.8298e-05 |  | 0 |  | 0 |  | 0
| 0 |  | 0 |  | 0 |  | 0 |  | 1.854e-05 |  | 0 |  | 0 |  | 0
| 0 |  | 0 |  | 0 |  | 0 |  | 1.8364e-05 |  | 0 |  | 0 |  | 0
| 0 |  | 0 |  | 0 |  | 0 |  | 1.7616e-05 |  | 0 |  | 0 |  | 0
| 0 |  | 0 |  | 0 |  | 0 |  | 1.8317e-05 |  | 0 |  | 0 |  | 0
| 0 |  | 0 |  | 0 |  | 0 |  | 1.9018e-05 |  | 0 |  | 0 |  | 0
| 0 |  | 0 |  | 0 |  | 0 |  | 1.8846e-05 |  | 0 |  | 0 |  | 0
| 0 |  | 0 |  | 0 |  | 0 |  | 1.85e-05 |  | 0 |  | 0 |  | 0
| 0 |  | 0 |  | 0 |  | 0 |  | 1.7892e-05 |  | 0 |  | 0 |  | 0
| 0 |  | 0 |  | 0 |  | 0 |  | 1.8265e-05 |  | 0 |  | 0 |  | 0
| 0 |  | 0 |  | 0 |  | 0 |  | 1.8427e-05 |  | 0 |  | 0 |  | 0
| 0 |  | 0 |  | 0 |  | 0 |  | 1.8142e-05 |  | 0 |  | 0 |  | 0
| 0 |  | 0 |  | 0 |  | 0 |  | 1.8071e-05 |  | 0 |  | 0 |  | 0
| 0 |  | 0 |  | 0 |  | 0 |  | 1.8472e-05 |  | 0 |  | 0 |  | 0
| 0 |  | 0 |  | 0 |  | 0 |  | 1.8259e-05 |  | 0 |  | 0 |  | 0
| 0 |  | 0 |  | 0 |  | 0 |  | 1.8436e-05 |  | 0 |  | 0 |  | 0
| 0 |  | 0 |  | 0 |  | 0 |  | 1.8451e-05 |  | 0 |  | 0 |  | 0
| 0 |  | 0 |  | 0 |  | 0 |  | 1.8193e-05 |  | 0 |  | 0 |  | 0
| 0 |  | 0 |  | 0 |  | 0 |  | 1.8082e-05 |  | 0 |  | 0 |  | 0
| 0 |  | 0 |  | 0 |  | 0 |  | 1.7477e-05 |  | 0 |  | 0 |  | 0
| 0 |  | 0 |  | 0 |  | 0 |  | 1.8011e-05 |  | 0 |  | 0 |  | 0
| 0 |  | 0 |  | 0 |  | 0 |  | 1.8078e-05 |  | 0 |  | 0 |  | 0
| 0 |  | 0 |  | 0 |  | 0 |  | 1.751e-05 |  | 0 |  | 0 |  | 0
| 0 |  | 0 |  | 0 |  | 0 |  | 1.781e-05 |  | 0 |  | 0 |  | 0
| 0 |  | 0 |  | 0 |  | 0 |  | 1.8348e-05 |  | 0 |  | 0 |  | 0
| 0 |  | 0 |  | 0 |  | 0 |  | 1.768e-05 |  | 0 |  | 0 |  | 0
| 0 |  | 0 |  | 0 |  | 0 |  | 1.7961e-05 |  | 0 |  | 0 |  | 0
| 0 |  | 0 |  | 0 |  | 0 |  | 1.9146e-05 |  | 0 |  | 0 |  | 0
| 0 |  | 0 |  | 0 |  | 0 |  | 1.8608e-05 |  | 0 |  | 0 |  | 0
| 0 |  | 0 |  | 0 |  | 0 |  | 1.855e-05 |  | 0 |  | 0 |  | 0
| 0 |  | 0 |  | 0 |  | 0 |  | 1.8957e-05 |  | 0 |  | 0 |  | 0
| 0 |  | 0 |  | 0 |  | 0 |  | 1.9274e-05 |  | 0 |  | 0 |  | 0
| 0 |  | 0 |  | 0 |  | 0 |  | 1.9402e-05 |  | 0 |  | 0 |  | 0
| 0 |  | 0 |  | 0 |  | 0 |  | 1.95e-05 |  | 0 |  | 0 |  | 0
| 0 |  | 0 |  | 0 |  | 0 |  | 1.9253e-05 |  | 0 |  | 0 |  | 0
| 0 |  | 0 |  | 0 |  | 0 |  | 1.8856e-05 |  | 0 |  | 0 |  | 0
| 0 |  | 0 |  | 0 |  | 0 |  | 1.9246e-05 |  | 0 |  | 0 |  | 0
| 0 |  | 0 |  | 0 |  | 0 |  | 1.9318e-05 |  | 0 |  | 0 |  | 0
| 0 |  | 0 |  | 0 |  | 0 |  | 1.9169e-05 |  | 0 |  | 0 |  | 0
| 0 |  | 0 |  | 7.0398e-06 |  | 0 |  | 1.9615e-05 |  | 0 |  | 0 |  | 0
| 0 |  | 0 |  | 1.6336e-05 |  | 0 |  | 1.9125e-05 |  | 0 |  | 0 |  | 0
| 0 |  | 0 |  | 1.3984e-05 |  | 0 |  | 1.8232e-05 |  | 0 |  | 0 |  | 0
| 0 |  | 0 |  | 1.3019e-05 |  | 0 |  | 1.913e-05 |  | 0 |  | 0 |  | 0
| 0 |  | 0 |  | 1.5568e-05 |  | 0 |  | 2.0561e-05 |  | 0 |  | 0 |  | 0
| 0 |  | 0 |  | 1.5285e-05 |  | 0 |  | 1.9985e-05 |  | 0 |  | 0 |  | 0
| 0 |  | 0 |  | 1.5467e-05 |  | 0 |  | 1.8742e-05 |  | 0 |  | 0 |  | 0
| 0 |  | 0 |  | 1.5286e-05 |  | 0 |  | 1.9643e-05 |  | 0 |  | 0 |  | 0
| 0 |  | 0 |  | 1.4766e-05 |  | 0 |  | 1.9772e-05 |  | 0 |  | 0 |  | 0
| 0 |  | 0 |  | 1.7353e-05 |  | 0 |  | 1.9814e-05 |  | 0 |  | 0 |  | 0
| 0 |  | 0 |  | 1.7713e-05 |  | 0 |  | 1.9921e-05 |  | 0 |  | 0 |  | 0
| 0 |  | 0 |  | 1.7641e-05 |  | 0 |  | 1.9527e-05 |  | 0 |  | 0 |  | 0
| 0 |  | 0 |  | 1.9343e-05 |  | 0 |  | 2.0338e-05 |  | 0 |  | 0 |  | 0
| 0 |  | 0 |  | 1.8451e-05 |  | 0 |  | 1.9434e-05 |  | 0 |  | 0 |  | 0
| 0 |  | 0 |  | 1.3932e-05 |  | 0 |  | 1.8781e-05 |  | 0 |  | 0 |  | 0
| 0 |  | 0 |  | 1.3425e-05 |  | 0 |  | 1.9404e-05 |  | 0 |  | 0 |  | 0
| 0 |  | 0 |  | 1.6666e-05 |  | 0 |  | 1.9459e-05 |  | 0 |  | 0 |  | 0
| 0 |  | 0 |  | 1.5142e-05 |  | 0 |  | 1.9775e-05 |  | 0 |  | 0 |  | 0
| 0 |  | 0 |  | 1.489e-05 |  | 0 |  | 1.9539e-05 |  | 0 |  | 0 |  | 0
| 0 |  | 0 |  | 1.6696e-05 |  | 0 |  | 1.8691e-05 |  | 0 |  | 0 |  | 0
| 0 |  | 0 |  | 1.9096e-05 |  | 0 |  | 1.8526e-05 |  | 0 |  | 0 |  | 0
| 0 |  | 0 |  | 1.6359e-05 |  | 0 |  | 1.8758e-05 |  | 0 |  | 0 |  | 0
| 0 |  | 0 |  | 1.1749e-05 |  | 0 |  | 1.8719e-05 |  | 0 |  | 0 |  | 0
| 0 |  | 0 |  | 1.2716e-05 |  | 0 |  | 1.9389e-05 |  | 0 |  | 0 |  | 0
| 0 |  | 0 |  | 1.3638e-05 |  | 0 |  | 1.9282e-05 |  | 0 |  | 0 |  | 0
| 0 |  | 0 |  | 1.5551e-05 |  | 0 |  | 1.8302e-05 |  | 0 |  | 0 |  | 0
| 0 |  | 0 |  | 1.4242e-05 |  | 0 |  | 1.8624e-05 |  | 0 |  | 0 |  | 0
| 0 |  | 0 |  | 1.4424e-05 |  | 0 |  | 1.9428e-05 |  | 0 |  | 0 |  | 0
| 0 |  | 0 |  | 1.6129e-05 |  | 0 |  | 1.9233e-05 |  | 0 |  | 0 |  | 0
| 0 |  | 0 |  | 1.3564e-05 |  | 0 |  | 1.8945e-05 |  | 0 |  | 0 |  | 0
| 0 |  | 0 |  | 1.3616e-05 |  | 0 |  | 1.8966e-05 |  | 0 |  | 0 |  | 0
| 0 |  | 0 |  | 1.4772e-05 |  | 0 |  | 1.8972e-05 |  | 0 |  | 0 |  | 0
| 0 |  | 0 |  | 1.5711e-05 |  | 0 |  | 1.839e-05 |  | 0 |  | 0 |  | 0
| 0 |  | 0 |  | 1.5633e-05 |  | 0 |  | 1.8019e-05 |  | 0 |  | 0 |  | 0
| 0 |  | 0 |  | 1.5765e-05 |  | 0 |  | 1.9196e-05 |  | 0 |  | 0 |  | 0
| 0 |  | 0 |  | 1.6401e-05 |  | 0 |  | 1.9348e-05 |  | 0 |  | 0 |  | 0
| 0 |  | 0 |  | 1.4067e-05 |  | 0 |  | 1.862e-05 |  | 0 |  | 0 |  | 0
| 0 |  | 0 |  | 1.4203e-05 |  | 0 |  | 1.8931e-05 |  | 0 |  | 0 |  | 0
| 0 |  | 0 |  | 1.6603e-05 |  | 0 |  | 1.9444e-05 |  | 0 |  | 0 |  | 0
| 0 |  | 0 |  | 1.451e-05 |  | 0 |  | 2.0123e-05 |  | 0 |  | 0 |  | 0
| 0 |  | 0 |  | 1.146e-05 |  | 0 |  | 1.9713e-05 |  | 0 |  | 0 |  | 0
| 0 |  | 0 |  | 1.2745e-05 |  | 0 |  | 1.9586e-05 |  | 0 |  | 0 |  | 0
| 0 |  | 0 |  | 1.4969e-05 |  | 0 |  | 2.0106e-05 |  | 0 |  | 0 |  | 0
| 0 |  | 0 |  | 1.5798e-05 |  | 0 |  | 1.8906e-05 |  | 0 |  | 0 |  | 0
| 0 |  | 0 |  | 1.606e-05 |  | 0 |  | 1.8599e-05 |  | 0 |  | 0 |  | 0
| 0 |  | 0 |  | 1.5788e-05 |  | 0 |  | 1.9674e-05 |  | 0 |  | 0 |  | 0
| 0 |  | 0 |  | 1.2644e-05 |  | 0 |  | 1.9557e-05 |  | 0 |  | 0 |  | 0
| 0 |  | 0 |  | 1.3843e-05 |  | 0 |  | 1.9253e-05 |  | 0 |  | 0 |  | 0
| 0 |  | 0 |  | 1.6089e-05 |  | 0 |  | 1.8693e-05 |  | 0 |  | 0 |  | 0
| 0 |  | 0 |  | 1.5332e-05 |  | 0 |  | 1.8311e-05 |  | 0 |  | 0 |  | 0
| 0 |  | 0 |  | 1.5054e-05 |  | 0 |  | 1.8836e-05 |  | 0 |  | 0 |  | 0
| 0 |  | 0 |  | 1.4333e-05 |  | 0 |  | 1.8954e-05 |  | 0 |  | 0 |  | 0
| 0 |  | 0 |  | 1.4284e-05 |  | 0 |  | 1.8517e-05 |  | 0 |  | 0 |  | 0
| 0 |  | 0 |  | 1.7277e-05 |  | 0 |  | 1.8533e-05 |  | 0 |  | 0 |  | 0
| 0 |  | 0 |  | 1.8343e-05 |  | 0 |  | 1.9423e-05 |  | 0 |  | 0 |  | 0
| 0 |  | 0 |  | 1.5276e-05 |  | 0 |  | 1.9486e-05 |  | 0 |  | 0 |  | 0
| 0 |  | 0 |  | 1.332e-05 |  | 0 |  | 1.9843e-05 |  | 0 |  | 0 |  | 0
| 0 |  | 0 |  | 1.3727e-05 |  | 0 |  | 2.0035e-05 |  | 0 |  | 0 |  | 0
| 0 |  | 0 |  | 1.5008e-05 |  | 0 |  | 1.969e-05 |  | 0 |  | 0 |  | 0
| 0 |  | 0 |  | 1.578e-05 |  | 0 |  | 1.9624e-05 |  | 0 |  | 0 |  | 0
| 0 |  | 0 |  | 1.3489e-05 |  | 0 |  | 1.9554e-05 |  | 0 |  | 0 |  | 0
| 0 |  | 0 |  | 1.5053e-05 |  | 0 |  | 1.98e-05 |  | 0 |  | 0 |  | 0
| 0 |  | 0 |  | 1.5359e-05 |  | 0 |  | 2.0365e-05 |  | 0 |  | 0 |  | 0
| 0 |  | 0 |  | 1.2905e-05 |  | 0 |  | 2.0458e-05 |  | 0 |  | 0 |  | 0
| 0 |  | 0 |  | 1.7461e-05 |  | 0 |  | 1.9829e-05 |  | 0 |  | 0 |  | 0
| 0 |  | 0 |  | 1.7176e-05 |  | 0 |  | 2.0016e-05 |  | 0 |  | 0 |  | 0
| 0 |  | 0 |  | 1.5267e-05 |  | 0 |  | 1.9437e-05 |  | 0 |  | 0 |  | 0
| 0 |  | 0 |  | 1.7894e-05 |  | 0 |  | 1.9185e-05 |  | 0 |  | 0 |  | 0
| 0 |  | 0 |  | 1.9068e-05 |  | 0 |  | 1.9655e-05 |  | 0 |  | 0 |  | 0
| 0 |  | 0 |  | 1.7352e-05 |  | 0 |  | 1.9718e-05 |  | 0 |  | 0 |  | 0
| 0 |  | 0 |  | 1.6612e-05 |  | 0 |  | 1.9774e-05 |  | 0 |  | 0 |  | 0
| 0 |  | 0 |  | 1.6134e-05 |  | 0 |  | 1.9078e-05 |  | 0 |  | 0 |  | 0
| 0 |  | 0 |  | 1.3179e-05 |  | 0 |  | 1.8625e-05 |  | 0 |  | 0 |  | 0
| 0 |  | 0 |  | 1.2215e-05 |  | 0 |  | 1.9112e-05 |  | 0 |  | 0 |  | 0
| 0 |  | 0 |  | 1.597e-05 |  | 0 |  | 1.9209e-05 |  | 0 |  | 0 |  | 0
| 0 |  | 0 |  | 1.7968e-05 |  | 0 |  | 1.8863e-05 |  | 0 |  | 0 |  | 0
| 0 |  | 0 |  | 1.7133e-05 |  | 0 |  | 1.9071e-05 |  | 0 |  | 0 |  | 0
| 0 |  | 0 |  | 1.6628e-05 |  | 0 |  | 1.9452e-05 |  | 0 |  | 0 |  | 0
| 0 |  | 0 |  | 1.5825e-05 |  | 0 |  | 1.9227e-05 |  | 0 |  | 0 |  | 0
| 0 |  | 0 |  | 1.6683e-05 |  | 0 |  | 1.846e-05 |  | 0 |  | 0 |  | 0
| 0 |  | 0 |  | 1.7183e-05 |  | 0 |  | 1.8597e-05 |  | 0 |  | 0 |  | 0
| 0 |  | 0 |  | 1.6646e-05 |  | 0 |  | 1.8732e-05 |  | 0 |  | 0 |  | 0
| 0 |  | 0 |  | 1.5237e-05 |  | 0 |  | 1.8189e-05 |  | 0 |  | 0 |  | 0
| 0 |  | 0 |  | 1.3952e-05 |  | 0 |  | 1.8473e-05 |  | 0 |  | 0 |  | 0
| 0 |  | 0 |  | 1.7468e-05 |  | 0 |  | 1.8906e-05 |  | 0 |  | 0 |  | 0
| 0 |  | 0 |  | 1.7841e-05 |  | 0 |  | 1.8786e-05 |  | 0 |  | 0 |  | 0
| 0 |  | 0 |  | 1.673e-05 |  | 0 |  | 1.9363e-05 |  | 0 |  | 0 |  | 0
| 0 |  | 0 |  | 2.0671e-05 |  | 0 |  | 1.9727e-05 |  | 0 |  | 0 |  | 0
| 0 |  | 0 |  | 1.8865e-05 |  | 0 |  | 1.9062e-05 |  | 0 |  | 0 |  | 0
| 0 |  | 0 |  | 1.5615e-05 |  | 0 |  | 1.9159e-05 |  | 0 |  | 0 |  | 0
| 0 |  | 0 |  | 1.7507e-05 |  | 0 |  | 1.9379e-05 |  | 0 |  | 0 |  | 0
| 0 |  | 0 |  | 1.7694e-05 |  | 0 |  | 1.8999e-05 |  | 0 |  | 0 |  | 0
| 0 |  | 0 |  | 1.7199e-05 |  | 0 |  | 1.9709e-05 |  | 0 |  | 0 |  | 0
| 0 |  | 0 |  | 1.6276e-05 |  | 0 |  | 2.006e-05 |  | 0 |  | 0 |  | 0
| 0 |  | 0 |  | 1.7514e-05 |  | 0 |  | 1.9193e-05 |  | 0 |  | 0 |  | 0
| 0 |  | 0 |  | 1.8965e-05 |  | 0 |  | 1.8929e-05 |  | 0 |  | 0 |  | 0
| 0 |  | 0 |  | 1.7906e-05 |  | 0 |  | 1.9381e-05 |  | 0 |  | 0 |  | 0
| 0 |  | 0 |  | 1.5315e-05 |  | 0 |  | 1.9261e-05 |  | 0 |  | 0 |  | 0
| 0 |  | 0 |  | 1.5953e-05 |  | 0 |  | 1.9632e-05 |  | 0 |  | 0 |  | 0
| 0 |  | 0 |  | 1.8313e-05 |  | 0 |  | 2.0253e-05 |  | 0 |  | 0 |  | 0
| 0 |  | 0 |  | 1.7198e-05 |  | 0 |  | 1.9315e-05 |  | 0 |  | 0 |  | 0
| 0 |  | 0 |  | 1.5033e-05 |  | 0 |  | 1.9337e-05 |  | 0 |  | 0 |  | 0
| 0 |  | 0 |  | 1.4259e-05 |  | 0 |  | 2.0192e-05 |  | 0 |  | 0 |  | 0
| 0 |  | 0 |  | 1.3162e-05 |  | 0 |  | 2.0225e-05 |  | 0 |  | 0 |  | 0
| 0 |  | 0 |  | 1.3907e-05 |  | 0 |  | 1.989e-05 |  | 0 |  | 0 |  | 0
| 0 |  | 0 |  | 1.5502e-05 |  | 0 |  | 2.0207e-05 |  | 0 |  | 0 |  | 0
| 0 |  | 0 |  | 1.5506e-05 |  | 0 |  | 2.022e-05 |  | 0 |  | 0 |  | 0
| 0 |  | 0 |  | 1.6178e-05 |  | 0 |  | 1.9878e-05 |  | 0 |  | 0 |  | 0
| 0 |  | 0 |  | 1.6048e-05 |  | 0 |  | 2.0187e-05 |  | 0 |  | 0 |  | 0
| 0 |  | 0 |  | 1.9083e-05 |  | 0 |  | 2.0168e-05 |  | 0 |  | 0 |  | 0
| 0 |  | 0 |  | 2.0881e-05 |  | 0 |  | 1.9631e-05 |  | 0 |  | 0 |  | 0
| 0 |  | 0 |  | 1.8271e-05 |  | 0 |  | 1.9532e-05 |  | 0 |  | 0 |  | 0
| 0 |  | 0 |  | 1.4299e-05 |  | 0 |  | 1.9774e-05 |  | 0 |  | 0 |  | 0
| 0 |  | 0 |  | 1.4203e-05 |  | 0 |  | 2.022e-05 |  | 0 |  | 0 |  | 0
| 0 |  | 0 |  | 1.7344e-05 |  | 0 |  | 2.0349e-05 |  | 0 |  | 0 |  | 0
| 0 |  | 0 |  | 1.6337e-05 |  | 0 |  | 1.9777e-05 |  | 0 |  | 0 |  | 0
| 0 |  | 0 |  | 1.4595e-05 |  | 0 |  | 1.9706e-05 |  | 0 |  | 0 |  | 0
| 0 |  | 0 |  | 1.4834e-05 |  | 0 |  | 1.9315e-05 |  | 0 |  | 0 |  | 0
| 0 |  | 0 |  | 1.628e-05 |  | 0 |  | 1.9003e-05 |  | 0 |  | 0 |  | 0
| 0 |  | 0 |  | 1.8793e-05 |  | 0 |  | 1.917e-05 |  | 0 |  | 0 |  | 0
| 0 |  | 0 |  | 1.7735e-05 |  | 0 |  | 1.9435e-05 |  | 0 |  | 0 |  | 0
| 0 |  | 0 |  | 1.5764e-05 |  | 0 |  | 1.9371e-05 |  | 0 |  | 0 |  | 0
| 0 |  | 0 |  | 1.4878e-05 |  | 0 |  | 1.9675e-05 |  | 0 |  | 0 |  | 0
| 0 |  | 0 |  | 1.2991e-05 |  | 0 |  | 1.9189e-05 |  | 0 |  | 0 |  | 0
| 0 |  | 0 |  | 1.2061e-05 |  | 0 |  | 1.8898e-05 |  | 0 |  | 0 |  | 0
| 0 |  | 0 |  | 1.2987e-05 |  | 0 |  | 1.9705e-05 |  | 0 |  | 0 |  | 0
| 0 |  | 0 |  | 1.1645e-05 |  | 0 |  | 1.9172e-05 |  | 0 |  | 0 |  | 0
| 0 |  | 0 |  | 1.1781e-05 |  | 0 |  | 1.8304e-05 |  | 0 |  | 0 |  | 0
| 0 |  | 0 |  | 1.316e-05 |  | 0 |  | 1.778e-05 |  | 0 |  | 0 |  | 0
| 0 |  | 0 |  | 1.501e-05 |  | 0 |  | 1.7623e-05 |  | 0 |  | 0 |  | 0
| 0 |  | 0 |  | 1.5812e-05 |  | 0 |  | 1.8351e-05 |  | 0 |  | 0 |  | 0
| 0 |  | 0 |  | 1.5357e-05 |  | 0 |  | 1.8995e-05 |  | 0 |  | 0 |  | 0
| 0 |  | 0 |  | 1.5828e-05 |  | 0 |  | 1.9187e-05 |  | 0 |  | 0 |  | 0
| 0 |  | 0 |  | 1.2317e-05 |  | 0 |  | 1.916e-05 |  | 0 |  | 0 |  | 0
| 0 |  | 0 |  | 1.1384e-05 |  | 0 |  | 1.923e-05 |  | 0 |  | 0 |  | 0
| 0 |  | 0 |  | 1.2467e-05 |  | 0 |  | 1.8927e-05 |  | 0 |  | 0 |  | 0
| 0 |  | 0 |  | 1.4291e-05 |  | 0 |  | 1.8701e-05 |  | 0 |  | 0 |  | 0
| 0 |  | 0 |  | 1.6363e-05 |  | 0 |  | 1.9496e-05 |  | 0 |  | 0 |  | 0
| 0 |  | 0 |  | 1.5449e-05 |  | 0 |  | 1.9165e-05 |  | 0 |  | 0 |  | 0
| 0 |  | 0 |  | 1.4524e-05 |  | 0 |  | 1.8955e-05 |  | 0 |  | 0 |  | 0
| 0 |  | 0 |  | 1.5397e-05 |  | 0 |  | 1.9332e-05 |  | 0 |  | 0 |  | 0
| 0 |  | 0 |  | 1.3108e-05 |  | 0 |  | 1.9958e-05 |  | 0 |  | 0 |  | 0
| 0 |  | 0 |  | 1.3322e-05 |  | 0 |  | 2.0267e-05 |  | 0 |  | 0 |  | 0
| 0 |  | 0 |  | 1.5011e-05 |  | 0 |  | 1.9946e-05 |  | 0 |  | 0 |  | 0
| 0 |  | 0 |  | 1.5005e-05 |  | 0 |  | 2.0392e-05 |  | 0 |  | 0 |  | 0
| 0 |  | 0 |  | 1.7201e-05 |  | 0 |  | 2.041e-05 |  | 0 |  | 0 |  | 0
| 0 |  | 0 |  | 1.6531e-05 |  | 0 |  | 2.0337e-05 |  | 0 |  | 0 |  | 0
| 0 |  | 0 |  | 1.4777e-05 |  | 0 |  | 2.0132e-05 |  | 0 |  | 0 |  | 0
| 0 |  | 0 |  | 1.4761e-05 |  | 0 |  | 2.019e-05 |  | 0 |  | 0 |  | 0
| 0 |  | 0 |  | 1.5807e-05 |  | 0 |  | 2.0352e-05 |  | 0 |  | 0 |  | 0
| 0 |  | 0 |  | 2.2193e-05 |  | 0 |  | 0.0089977 |  | 0 |  | 0 |  | 0
| 0 |  | 0 |  | 1.994e-05 |  | 0 |  | 0.020751 |  | 0 |  | 0 |  | 0
| 0 |  | 0 |  | 1.5937e-05 |  | 0 |  | 0.019988 |  | 0 |  | 0 |  | 0
| 0 |  | 0 |  | 1.785e-05 |  | 0 |  | 0.01896 |  | 0 |  | 0 |  | 0
| 0 |  | 0 |  | 1.8117e-05 |  | 0 |  | 0.018653 |  | 0 |  | 0 |  | 0
| 0 |  | 0 |  | 1.3846e-05 |  | 0 |  | 0.018468 |  | 0 |  | 0 |  | 0
| 0 |  | 0 |  | 1.3239e-05 |  | 0 |  | 0.018529 |  | 0 |  | 0 |  | 0
| 0 |  | 0 |  | 9.7566e-06 |  | 0 |  | 0.018821 |  | 0 |  | 0 |  | 0
| 0 |  | 0 |  | 1.4809e-05 |  | 0 |  | 0.018658 |  | 0 |  | 0 |  | 0
| 0 |  | 0 |  | 1.9513e-05 |  | 0 |  | 0.018143 |  | 0 |  | 0 |  | 0
| 0 |  | 0 |  | 1.6902e-05 |  | 0 |  | 0.017801 |  | 0 |  | 0 |  | 0
| 0 |  | 0 |  | 1.4027e-05 |  | 0 |  | 0.017593 |  | 0 |  | 0 |  | 0
| 0 |  | 0 |  | 1.2722e-05 |  | 0 |  | 0.017902 |  | 0 |  | 0 |  | 0
| 0 |  | 0 |  | 1.6033e-05 |  | 0 |  | 0.017876 |  | 0 |  | 0 |  | 0
| 0 |  | 0 |  | 1.3333e-05 |  | 0 |  | 0.017697 |  | 0 |  | 0 |  | 0
| 0 |  | 0 |  | 8.2792e-06 |  | 0 |  | 0.017112 |  | 0 |  | 0 |  | 0
| 0 |  | 0 |  | 9.0636e-06 |  | 0 |  | 0.016674 |  | 0 |  | 0 |  | 0
| 0 |  | 0 |  | 1.0547e-05 |  | 0 |  | 0.016683 |  | 0 |  | 0 |  | 0
| 0 |  | 0 |  | 8.8034e-06 |  | 0 |  | 0.017196 |  | 0 |  | 0 |  | 0
| 0 |  | 0 |  | 4.6203e-06 |  | 0 |  | 0.016819 |  | 0 |  | 0 |  | 0
| 0 |  | 0 |  | 1.0896e-05 |  | 0 |  | 0.016494 |  | 0 |  | 0 |  | 0
| 0 |  | 0 |  | 2.0489e-05 |  | 0 |  | 0.016871 |  | 0 |  | 0 |  | 0
| 0 |  | 0 |  | 2.4151e-05 |  | 0 |  | 0.016675 |  | 0 |  | 0 |  | 0
| 0 |  | 0 |  | 1.2991e-05 |  | 0 |  | 0.016542 |  | 0 |  | 0 |  | 0
| 0 |  | 0 |  | 2.3545e-06 |  | 0 |  | 0.016653 |  | 0 |  | 0 |  | 0
| 0 |  | 0 |  | 7.0632e-06 |  | 0 |  | 0.016349 |  | 0 |  | 0 |  | 0
| 0 |  | 0 |  | 4.6216e-06 |  | 0 |  | 0.016 |  | 0 |  | 0 |  | 0
| 0 |  | 0 |  | 7.4134e-06 |  | 0 |  | 0.015869 |  | 0 |  | 0 |  | 0
| 0 |  | 0 |  | 1.4041e-05 |  | 0 |  | 0.015502 |  | 0 |  | 0 |  | 0
| 0 |  | 0 |  | 1.8056e-05 |  | 0 |  | 0.015114 |  | 0 |  | 0 |  | 0
| 0 |  | 0 |  | 1.0467e-05 |  | 0 |  | 0.014786 |  | 0 |  | 0 |  | 0
| 0 |  | 0 |  | 9.2475e-06 |  | 0 |  | 0.01464 |  | 0 |  | 0 |  | 0
| 0 |  | 0 |  | 2.0239e-05 |  | 0 |  | 0.014416 |  | 0 |  | 0 |  | 0
| 0 |  | 0 |  | 1.9978e-05 |  | 0 |  | 0.014346 |  | 0 |  | 0 |  | 0
| 0 |  | 0 |  | 1.5967e-05 |  | 0 |  | 0.014614 |  | 0 |  | 0 |  | 0
| 0 |  | 0 |  | 1.7887e-05 |  | 0 |  | 0.014452 |  | 0 |  | 0 |  | 0
| 0 |  | 0 |  | 1.815e-05 |  | 0 |  | 0.014534 |  | 0 |  | 0 |  | 0
| 0 |  | 0 |  | 1.3875e-05 |  | 0 |  | 0.01387 |  | 0 |  | 0 |  | 0
| 0 |  | 0 |  | 1.3266e-05 |  | 0 |  | 0.013277 |  | 0 |  | 0 |  | 0
| 0 |  | 0 |  | 9.7738e-06 |  | 0 |  | 0.013295 |  | 0 |  | 0 |  | 0
| 0 |  | 0 |  | 1.4839e-05 |  | 0 |  | 0.01327 |  | 0 |  | 0 |  | 0
| 0 |  | 0 |  | 1.9552e-05 |  | 0 |  | 0.013065 |  | 0 |  | 0 |  | 0
| 0 |  | 0 |  | 1.6934e-05 |  | 0 |  | 0.012528 |  | 0 |  | 0 |  | 0
| 0 |  | 0 |  | 1.4054e-05 |  | 0 |  | 0.012464 |  | 0 |  | 0 |  | 0
| 0 |  | 0 |  | 1.2746e-05 |  | 0 |  | 0.012808 |  | 0 |  | 0 |  | 0
| 0 |  | 0 |  | 1.6065e-05 |  | 0 |  | 0.013175 |  | 0 |  | 0 |  | 0
| 0 |  | 0 |  | 1.3359e-05 |  | 0 |  | 0.013368 |  | 0 |  | 0 |  | 0
| 0 |  | 0 |  | 8.295e-06 |  | 0 |  | 0.012884 |  | 0 |  | 0 |  | 0
| 0 |  | 0 |  | 9.0821e-06 |  | 0 |  | 0.01209 |  | 0 |  | 0 |  | 0
| 0 |  | 0 |  | 1.0567e-05 |  | 0 |  | 0.011632 |  | 0 |  | 0 |  | 0
| 0 |  | 0 |  | 8.8201e-06 |  | 0 |  | 0.011505 |  | 0 |  | 0 |  | 0
| 0 |  | 0 |  | 4.6288e-06 |  | 0 |  | 0.011669 |  | 0 |  | 0 |  | 0
| 0 |  | 0 |  | 1.0919e-05 |  | 0 |  | 0.011941 |  | 0 |  | 0 |  | 0
| 0 |  | 0 |  | 2.0525e-05 |  | 0 |  | 0.011909 |  | 0 |  | 0 |  | 0
| 0 |  | 0 |  | 2.42e-05 |  | 0 |  | 0.011803 |  | 0 |  | 0 |  | 0
| 0 |  | 0 |  | 1.3016e-05 |  | 0 |  | 0.011469 |  | 0 |  | 0 |  | 0
| 0 |  | 0 |  | 2.3589e-06 |  | 0 |  | 0.011369 |  | 0 |  | 0 |  | 0
| 0 |  | 0 |  | 7.0776e-06 |  | 0 |  | 0.01136 |  | 0 |  | 0 |  | 0
| 0 |  | 0 |  | 4.631e-06 |  | 0 |  | 0.010938 |  | 0 |  | 0 |  | 0
| 0 |  | 0 |  | 7.4274e-06 |  | 0 |  | 0.010946 |  | 0 |  | 0 |  | 0
| 0 |  | 0 |  | 1.407e-05 |  | 0 |  | 0.011607 |  | 0 |  | 0 |  | 0
| 0 |  | 0 |  | 1.809e-05 |  | 0 |  | 0.011861 |  | 0 |  | 0 |  | 0
| 0 |  | 0 |  | 1.0487e-05 |  | 0 |  | 0.01174 |  | 0 |  | 0 |  | 0
| 0 |  | 0 |  | 9.2647e-06 |  | 0 |  | 0.011392 |  | 0 |  | 0 |  | 0
| 0 |  | 0 |  | 2.028e-05 |  | 0 |  | 0.011807 |  | 0 |  | 0 |  | 0
| 0 |  | 0 |  | 2.0015e-05 |  | 0 |  | 0.011973 |  | 0 |  | 0 |  | 0
| 0 |  | 0 |  | 1.6e-05 |  | 0 |  | 0.011472 |  | 0 |  | 0 |  | 0
| 0 |  | 0 |  | 1.792e-05 |  | 0 |  | 0.01168 |  | 0 |  | 0 |  | 0
| 0 |  | 0 |  | 1.8185e-05 |  | 0 |  | 0.01171 |  | 0 |  | 0 |  | 0
| 0 |  | 0 |  | 1.3903e-05 |  | 0 |  | 0.011323 |  | 0 |  | 0 |  | 0
| 0 |  | 0 |  | 1.3291e-05 |  | 0 |  | 0.011116 |  | 0 |  | 0 |  | 0
| 0 |  | 0 |  | 9.7932e-06 |  | 0 |  | 0.011299 |  | 0 |  | 0 |  | 0
| 0 |  | 0 |  | 1.4867e-05 |  | 0 |  | 0.011306 |  | 0 |  | 0 |  | 0
| 0 |  | 0 |  | 1.959e-05 |  | 0 |  | 0.010875 |  | 0 |  | 0 |  | 0
| 0 |  | 0 |  | 1.6966e-05 |  | 0 |  | 0.010818 |  | 0 |  | 0 |  | 0
| 0 |  | 0 |  | 1.4082e-05 |  | 0 |  | 0.010914 |  | 0 |  | 0 |  | 0
| 0 |  | 0 |  | 1.2772e-05 |  | 0 |  | 0.011025 |  | 0 |  | 0 |  | 0
| 0 |  | 0 |  | 1.6094e-05 |  | 0 |  | 0.010793 |  | 0 |  | 0 |  | 0
| 0 |  | 0 |  | 1.3386e-05 |  | 0 |  | 0.010686 |  | 0 |  | 0 |  | 0
| 0 |  | 0 |  | 8.3107e-06 |  | 0 |  | 0.010486 |  | 0 |  | 0 |  | 0
| 0 |  | 0 |  | 9.0989e-06 |  | 0 |  | 0.010097 |  | 0 |  | 0 |  | 0
| 0 |  | 0 |  | 1.0588e-05 |  | 0 |  | 0.0099947 |  | 0 |  | 0 |  | 0
| 0 |  | 0 |  | 8.8377e-06 |  | 0 |  | 0.0095854 |  | 0 |  | 0 |  | 0
| 0 |  | 0 |  | 4.6378e-06 |  | 0 |  | 0.0091972 |  | 0 |  | 0 |  | 0
| 0 |  | 0 |  | 1.0939e-05 |  | 0 |  | 0.0092776 |  | 0 |  | 0 |  | 0
| 0 |  | 0 |  | 2.0567e-05 |  | 0 |  | 0.0091978 |  | 0 |  | 0 |  | 0
| 0 |  | 0 |  | 2.4243e-05 |  | 0 |  | 0.0092798 |  | 0 |  | 0 |  | 0
| 0 |  | 0 |  | 1.3041e-05 |  | 0 |  | 0.0092756 |  | 0 |  | 0 |  | 0
| 0 |  | 0 |  | 2.3633e-06 |  | 0 |  | 0.0089639 |  | 0 |  | 0 |  | 0
| 0 |  | 0 |  | 7.091e-06 |  | 0 |  | 0.0085251 |  | 0 |  | 0 |  | 0
| 0 |  | 0 |  | 4.6398e-06 |  | 0 |  | 0.0085093 |  | 0 |  | 0 |  | 0
| 0 |  | 0 |  | 7.4419e-06 |  | 0 |  | 0.0083233 |  | 0 |  | 0 |  | 0
| 0 |  | 0 |  | 1.4096e-05 |  | 0 |  | 0.0080605 |  | 0 |  | 0 |  | 0
| 0 |  | 0 |  | 1.8124e-05 |  | 0 |  | 0.0079637 |  | 0 |  | 0 |  | 0
| 0 |  | 0 |  | 1.0508e-05 |  | 0 |  | 0.007737 |  | 0 |  | 0 |  | 0
| 0 |  | 0 |  | 9.2835e-06 |  | 0 |  | 0.0075987 |  | 0 |  | 0 |  | 0
| 0 |  | 0 |  | 2.0315e-05 |  | 0 |  | 0.0076243 |  | 0 |  | 0 |  | 0
| 0 |  | 0 |  | 2.0056e-05 |  | 0 |  | 0.0075838 |  | 0 |  | 0 |  | 0
| 0 |  | 0 |  | 1.6029e-05 |  | 0 |  | 0.0074862 |  | 0 |  | 0 |  | 0
| 0 |  | 0 |  | 1.7957e-05 |  | 0 |  | 0.0073583 |  | 0 |  | 0 |  | 0
| 0 |  | 0 |  | 1.8219e-05 |  | 0 |  | 0.0074529 |  | 0 |  | 0 |  | 0
| 0 |  | 0 |  | 1.3929e-05 |  | 0 |  | 0.0074577 |  | 0 |  | 0 |  | 0
| 0 |  | 0 |  | 1.3316e-05 |  | 0 |  | 0.0070706 |  | 0 |  | 0 |  | 0
| 0 |  | 0 |  | 9.8132e-06 |  | 0 |  | 0.0069402 |  | 0 |  | 0 |  | 0
| 0 |  | 0 |  | 1.4893e-05 |  | 0 |  | 0.0071931 |  | 0 |  | 0 |  | 0
| 0 |  | 0 |  | 1.9629e-05 |  | 0 |  | 0.0070972 |  | 0 |  | 0 |  | 0
| 0 |  | 0 |  | 1.7e-05 |  | 0 |  | 0.007006 |  | 0 |  | 0 |  | 0
| 0 |  | 0 |  | 1.4108e-05 |  | 0 |  | 0.0067379 |  | 0 |  | 0 |  | 0
| 0 |  | 0 |  | 1.2796e-05 |  | 0 |  | 0.0065778 |  | 0 |  | 0 |  | 0
| 0 |  | 0 |  | 1.6126e-05 |  | 0 |  | 0.0067507 |  | 0 |  | 0 |  | 0
| 0 |  | 0 |  | 1.3409e-05 |  | 0 |  | 0.0069509 |  | 0 |  | 0 |  | 0
| 0 |  | 0 |  | 8.3272e-06 |  | 0 |  | 0.006776 |  | 0 |  | 0 |  | 0
| 0 |  | 0 |  | 9.1161e-06 |  | 0 |  | 0.0065186 |  | 0 |  | 0 |  | 0
| 0 |  | 0 |  | 1.0608e-05 |  | 0 |  | 0.006512 |  | 0 |  | 0 |  | 0
| 0 |  | 0 |  | 8.8544e-06 |  | 0 |  | 0.0066034 |  | 0 |  | 0 |  | 0
| 0 |  | 0 |  | 4.647e-06 |  | 0 |  | 0.0065995 |  | 0 |  | 0 |  | 0
| 0 |  | 0 |  | 1.096e-05 |  | 0 |  | 0.0061769 |  | 0 |  | 0 |  | 0
| 0 |  | 0 |  | 2.0606e-05 |  | 0 |  | 0.006086 |  | 0 |  | 0 |  | 0
| 0 |  | 0 |  | 2.4291e-05 |  | 0 |  | 0.0063168 |  | 0 |  | 0 |  | 0
| 0 |  | 0 |  | 1.3066e-05 |  | 0 |  | 0.0062633 |  | 0 |  | 0 |  | 0
| 0 |  | 0 |  | 2.3678e-06 |  | 0 |  | 0.0060358 |  | 0 |  | 0 |  | 0
| 0 |  | 0 |  | 7.1041e-06 |  | 0 |  | 0.0057494 |  | 0 |  | 0 |  | 0
| 0 |  | 0 |  | 4.6492e-06 |  | 0 |  | 0.0058648 |  | 0 |  | 0 |  | 0
| 0 |  | 0 |  | 7.4559e-06 |  | 0 |  | 0.0057443 |  | 0 |  | 0 |  | 0
| 0 |  | 0 |  | 1.4123e-05 |  | 0 |  | 0.0056419 |  | 0 |  | 0 |  | 0
| 0 |  | 0 |  | 1.816e-05 |  | 0 |  | 0.0056042 |  | 0 |  | 0 |  | 0
| 0 |  | 0 |  | 1.0528e-05 |  | 0 |  | 0.0053867 |  | 0 |  | 0 |  | 0
| 0 |  | 0 |  | 9.2993e-06 |  | 0 |  | 0.0054368 |  | 0 |  | 0 |  | 0
| 0 |  | 0 |  | 9.3011e-06 |  | 0 |  | 0.0054788 |  | 0 |  | 0 |  | 0
| 0 |  | 0 |  | 9.3006e-06 |  | 0 |  | 0.005527 |  | 0 |  | 0 |  | 0
| 0 |  | 0 |  | 2.036e-05 |  | 0 |  | 0.0056213 |  | 0 |  | 0 |  | 0
| 0 |  | 0 |  | 2.0096e-05 |  | 0 |  | 0.0056488 |  | 0 |  | 0 |  | 0
| 0 |  | 0 |  | 1.6062e-05 |  | 0 |  | 0.0056124 |  | 0 |  | 0 |  | 0
| 0 |  | 0 |  | 1.7993e-05 |  | 0 |  | 0.0052672 |  | 0 |  | 0 |  | 0
| 0 |  | 0 |  | 1.8255e-05 |  | 0 |  | 0.0051166 |  | 0 |  | 0 |  | 0
| 0 |  | 0 |  | 1.3958e-05 |  | 0 |  | 0.0050525 |  | 0 |  | 0 |  | 0
| 0 |  | 0 |  | 1.3343e-05 |  | 0 |  | 0.0050537 |  | 0 |  | 0 |  | 0
| 0 |  | 0 |  | 9.8317e-06 |  | 0 |  | 0.0050769 |  | 0 |  | 0 |  | 0
| 0 |  | 0 |  | 1.4925e-05 |  | 0 |  | 0.0049313 |  | 0 |  | 0 |  | 0
| 0 |  | 0 |  | 1.9669e-05 |  | 0 |  | 0.0049369 |  | 0 |  | 0 |  | 0
| 0 |  | 0 |  | 1.7035e-05 |  | 0 |  | 0.0049825 |  | 0 |  | 0 |  | 0
| 0 |  | 0 |  | 1.4137e-05 |  | 0 |  | 0.0048419 |  | 0 |  | 0 |  | 0
| 0 |  | 0 |  | 1.2822e-05 |  | 0 |  | 0.0046881 |  | 0 |  | 0 |  | 0
| 0 |  | 0 |  | 1.6159e-05 |  | 0 |  | 0.0045397 |  | 0 |  | 0 |  | 0
| 0 |  | 0 |  | 1.3436e-05 |  | 0 |  | 0.0044355 |  | 0 |  | 0 |  | 0
| 0 |  | 0 |  | 8.3441e-06 |  | 0 |  | 0.0044825 |  | 0 |  | 0 |  | 0
| 0 |  | 0 |  | 9.1346e-06 |  | 0 |  | 0.00448 |  | 0 |  | 0 |  | 0
| 0 |  | 0 |  | 1.0629e-05 |  | 0 |  | 0.0044601 |  | 0 |  | 0 |  | 0
| 0 |  | 0 |  | 8.8724e-06 |  | 0 |  | 0.0044992 |  | 0 |  | 0 |  | 0
| 0 |  | 0 |  | 4.6558e-06 |  | 0 |  | 0.0043522 |  | 0 |  | 0 |  | 0
| 0 |  | 0 |  | 1.0982e-05 |  | 0 |  | 0.0043269 |  | 0 |  | 0 |  | 0
| 0 |  | 0 |  | 2.065e-05 |  | 0 |  | 0.0042796 |  | 0 |  | 0 |  | 0
| 0 |  | 0 |  | 2.4337e-05 |  | 0 |  | 0.0042726 |  | 0 |  | 0 |  | 0
| 0 |  | 0 |  | 1.3094e-05 |  | 0 |  | 0.0042401 |  | 0 |  | 0 |  | 0
| 0 |  | 0 |  | 2.3726e-06 |  | 0 |  | 0.0041613 |  | 0 |  | 0 |  | 0
| 0 |  | 0 |  | 7.1185e-06 |  | 0 |  | 0.0041663 |  | 0 |  | 0 |  | 0
| 0 |  | 0 |  | 4.6584e-06 |  | 0 |  | 0.0042213 |  | 0 |  | 0 |  | 0
| 0 |  | 0 |  | 7.47e-06 |  | 0 |  | 0.0042504 |  | 0 |  | 0 |  | 0
| 0 |  | 0 |  | 1.4153e-05 |  | 0 |  | 0.0042637 |  | 0 |  | 0 |  | 0
| 0 |  | 0 |  | 1.8194e-05 |  | 0 |  | 0.0042552 |  | 0 |  | 0 |  | 0
| 0 |  | 0 |  | 1.0549e-05 |  | 0 |  | 0.0041663 |  | 0 |  | 0 |  | 0
| 0 |  | 0 |  | 9.3195e-06 |  | 0 |  | 0.0041755 |  | 0 |  | 0 |  | 0
| 0 |  | 0 |  | 2.0395e-05 |  | 0 |  | 0.0042023 |  | 0 |  | 0 |  | 0
| 0 |  | 0 |  | 2.0136e-05 |  | 0 |  | 0.0041005 |  | 0 |  | 0 |  | 0
| 0 |  | 0 |  | 1.609e-05 |  | 0 |  | 0.0040389 |  | 0 |  | 0 |  | 0
| 0 |  | 0 |  | 1.8026e-05 |  | 0 |  | 0.0040552 |  | 0 |  | 0 |  | 0
| 0 |  | 0 |  | 1.8293e-05 |  | 0 |  | 0.0039814 |  | 0 |  | 0 |  | 0
| 0 |  | 0 |  | 1.3983e-05 |  | 0 |  | 0.0039149 |  | 0 |  | 0 |  | 0
| 0 |  | 0 |  | 1.3368e-05 |  | 0 |  | 0.0039352 |  | 0 |  | 0 |  | 0
| 0 |  | 0 |  | 9.8516e-06 |  | 0 |  | 0.0040826 |  | 0 |  | 0 |  | 0
| 0 |  | 0 |  | 1.4953e-05 |  | 0 |  | 0.0040111 |  | 0 |  | 0 |  | 0
| 0 |  | 0 |  | 1.9703e-05 |  | 0 |  | 0.0037697 |  | 0 |  | 0 |  | 0
| 0 |  | 0 |  | 1.7066e-05 |  | 0 |  | 0.003943 |  | 0 |  | 0 |  | 0
| 0 |  | 0 |  | 1.4164e-05 |  | 0 |  | 0.0039151 |  | 0 |  | 0 |  | 0
| 0 |  | 0 |  | 1.2845e-05 |  | 0 |  | 0.0038903 |  | 0 |  | 0 |  | 0
| 0 |  | 0 |  | 1.6189e-05 |  | 0 |  | 0.0040611 |  | 0 |  | 0 |  | 0
| 0 |  | 0 |  | 1.3463e-05 |  | 0 |  | 0.003901 |  | 0 |  | 0 |  | 0
| 0 |  | 0 |  | 8.3598e-06 |  | 0 |  | 0.0037642 |  | 0 |  | 0 |  | 0
| 0 |  | 0 |  | 9.1514e-06 |  | 0 |  | 0.0036967 |  | 0 |  | 0 |  | 0
| 0 |  | 0 |  | 1.0649e-05 |  | 0 |  | 0.0037638 |  | 0 |  | 0 |  | 0
| 0 |  | 0 |  | 8.8891e-06 |  | 0 |  | 0.003798 |  | 0 |  | 0 |  | 0
| 0 |  | 0 |  | 4.665e-06 |  | 0 |  | 0.0035648 |  | 0 |  | 0 |  | 0
| 0 |  | 0 |  | 1.1003e-05 |  | 0 |  | 0.0035383 |  | 0 |  | 0 |  | 0
| 0 |  | 0 |  | 2.0685e-05 |  | 0 |  | 0.0036014 |  | 0 |  | 0 |  | 0
| 0 |  | 0 |  | 2.4386e-05 |  | 0 |  | 0.0035769 |  | 0 |  | 0 |  | 0
| 0 |  | 0 |  | 1.3117e-05 |  | 0 |  | 0.0036157 |  | 0 |  | 0 |  | 0
| 0 |  | 0 |  | 2.3773e-06 |  | 0 |  | 0.0036448 |  | 0 |  | 0 |  | 0
| 0 |  | 0 |  | 7.1319e-06 |  | 0 |  | 0.0035762 |  | 0 |  | 0 |  | 0
| 0 |  | 0 |  | 4.6665e-06 |  | 0 |  | 0.0035265 |  | 0 |  | 0 |  | 0
| 0 |  | 0 |  | 7.4851e-06 |  | 0 |  | 0.0034912 |  | 0 |  | 0 |  | 0
| 0 |  | 0 |  | 1.4177e-05 |  | 0 |  | 0.0035015 |  | 0 |  | 0 |  | 0
| 0 |  | 0 |  | 1.8231e-05 |  | 0 |  | 0.0034366 |  | 0 |  | 0 |  | 0
| 0 |  | 0 |  | 1.0569e-05 |  | 0 |  | 0.0033521 |  | 0 |  | 0 |  | 0
| 0 |  | 0 |  | 9.337e-06 |  | 0 |  | 0.0033376 |  | 0 |  | 0 |  | 0
| 0 |  | 0 |  | 2.0433e-05 |  | 0 |  | 0.0033379 |  | 0 |  | 0 |  | 0
| 0 |  | 0 |  | 2.0174e-05 |  | 0 |  | 0.003215 |  | 0 |  | 0 |  | 0
| 0 |  | 0 |  | 1.612e-05 |  | 0 |  | 0.0032302 |  | 0 |  | 0 |  | 0
| 0 |  | 0 |  | 1.806e-05 |  | 0 |  | 0.0031745 |  | 0 |  | 0 |  | 0
| 0 |  | 0 |  | 1.8327e-05 |  | 0 |  | 0.0031727 |  | 0 |  | 0 |  | 0
| 0 |  | 0 |  | 1.401e-05 |  | 0 |  | 0.0031443 |  | 0 |  | 0 |  | 0
| 0 |  | 0 |  | 1.3393e-05 |  | 0 |  | 0.0029085 |  | 0 |  | 0 |  | 0
| 0 |  | 0 |  | 9.8697e-06 |  | 0 |  | 0.0029682 |  | 0 |  | 0 |  | 0
| 0 |  | 0 |  | 1.4982e-05 |  | 0 |  | 0.0030379 |  | 0 |  | 0 |  | 0
| 0 |  | 0 |  | 1.9739e-05 |  | 0 |  | 0.0029218 |  | 0 |  | 0 |  | 0
| 0 |  | 0 |  | 1.7098e-05 |  | 0 |  | 0.0028951 |  | 0 |  | 0 |  | 0
| 0 |  | 0 |  | 1.4192e-05 |  | 0 |  | 0.0027936 |  | 0 |  | 0 |  | 0
| 0 |  | 0 |  | 1.2868e-05 |  | 0 |  | 0.0027781 |  | 0 |  | 0 |  | 0
| 0 |  | 0 |  | 1.6222e-05 |  | 0 |  | 0.002746 |  | 0 |  | 0 |  | 0
| 0 |  | 0 |  | 1.3487e-05 |  | 0 |  | 0.0026512 |  | 0 |  | 0 |  | 0
| 0 |  | 0 |  | 8.3752e-06 |  | 0 |  | 0.0026035 |  | 0 |  | 0 |  | 0
| 0 |  | 0 |  | 9.1699e-06 |  | 0 |  | 0.0025632 |  | 0 |  | 0 |  | 0
| 0 |  | 0 |  | 1.0668e-05 |  | 0 |  | 0.0025234 |  | 0 |  | 0 |  | 0
| -0.00079215 |  | 0 |  | 8.9054e-06 |  | 0 |  | 0.0025859 |  | 0 |  | 0 |  | 0
| -0.0014904 |  | 0 |  | 4.6738e-06 |  | 0 |  | 0.0026705 |  | 0 |  | 0 |  | 0
| -0.0012722 |  | 0 |  | 1.1024e-05 |  | 0 |  | 0.0026216 |  | 0 |  | 0 |  | 0
| 9.4043e-05 |  | 0 |  | 2.0723e-05 |  | 0 |  | 0.0025374 |  | 0 |  | 0 |  | 0
| -0.00033079 |  | 0 |  | 2.4431e-05 |  | 0 |  | 0.0024808 |  | 0 |  | 0 |  | 0
| -0.00034485 |  | 0 |  | 1.3142e-05 |  | 0 |  | 0.0024162 |  | 0 |  | 0 |  | 0
| 0.0010444 |  | 0 |  | 2.3817e-06 |  | 0 |  | 0.0025533 |  | 0 |  | 0 |  | 0
| 0.0012888 |  | 0 |  | 7.1453e-06 |  | 0 |  | 0.0026207 |  | 0 |  | 0 |  | 0
| 0.0017247 |  | 0 |  | 4.6751e-06 |  | 0 |  | 0.0025121 |  | 0 |  | 0 |  | 0
| 0.00087347 |  | 0 |  | 7.4992e-06 |  | 0 |  | 0.0024686 |  | 0 |  | 0 |  | 0
| 8.6959e-06 |  | 0 |  | 1.4204e-05 |  | 0 |  | 0.0025097 |  | 0 |  | 0 |  | 0
| 0.00079953 |  | 0 |  | 1.8265e-05 |  | 0 |  | 0.0025264 |  | 0 |  | 0 |  | 0
| 0.00093511 |  | 0 |  | 0.00038583 |  | 0 |  | 0.0025011 |  | 0 |  | 0 |  | 0
| -9.3494e-05 |  | 0 |  | 0.00090179 |  | 0 |  | 0.0024662 |  | 0 |  | 0 |  | 0
| -0.00081668 |  | 0 |  | 0.0018732 |  | 0 |  | 0.0023887 |  | 0 |  | 0 |  | 0
| 2.1636e-06 |  | 0 |  | 0.0027783 |  | 0 |  | 0.0024506 |  | 0 |  | 0 |  | 0
| 0.00032023 |  | 0 |  | 0.0025197 |  | 0 |  | 0.0024963 |  | 0 |  | 0 |  | 0
| 0.00031701 |  | 0 |  | 0.0025975 |  | 0 |  | 0.0024154 |  | 0 |  | 0 |  | 0
| 0.00039601 |  | 0 |  | 0.0028462 |  | 0 |  | 0.002397 |  | 0 |  | 0 |  | 0
| 0.00036034 |  | 0 |  | 0.0030848 |  | 0 |  | 0.0024126 |  | 0 |  | 0 |  | 0
| 0.00016665 |  | 0 |  | 0.003251 |  | 0 |  | 0.0024414 |  | 0 |  | 0 |  | 0
| 0.00043937 |  | 0 |  | 0.0030532 |  | 0 |  | 0.0023702 |  | 0 |  | 0 |  | 0
| 0.00070782 |  | 0 |  | 0.0029127 |  | 0 |  | 0.0023038 |  | 0 |  | 0 |  | 0
| 0.00014503 |  | 0 |  | 0.0030392 |  | 0 |  | 0.0023691 |  | 0 |  | 0 |  | 0
| 0.00036366 |  | 0 |  | 0.0029314 |  | 0 |  | 0.0024037 |  | 0 |  | 0 |  | 0
| 0.00016072 |  | 0 |  | 0.0027362 |  | 0 |  | 0.0023266 |  | 0 |  | 0 |  | 0
| 0.00017744 |  | 0 |  | 0.0027953 |  | 0 |  | 0.0022386 |  | 0 |  | 0 |  | 0
| 0.00022453 |  | 0 |  | 0.0032263 |  | 0 |  | 0.002223 |  | 0 |  | 0 |  | 0
| -0.00027068 |  | 0 |  | 0.0034034 |  | 0 |  | 0.0022207 |  | 0 |  | 0 |  | 0
| -7.4713e-05 |  | 0 |  | 0.0034989 |  | 0.00025973 |  | 0.0021909 |  | 0 |  | 0 |  | 0
| 0.00021658 |  | 0 |  | 0.0035586 |  | 0.001972 |  | 0.002208 |  | 0 |  | 0 |  | 0
| -3.4198e-05 |  | 0 |  | 0.003049 |  | 0.003706 |  | 0.002169 |  | 0 |  | 0 |  | 0
| 0.00054304 |  | 0 |  | 0.0029465 |  | 0.0038362 |  | 0.0021595 |  | 0 |  | 0 |  | 0
| 0.0013235 |  | 0 |  | 0.0032149 |  | 0.0042272 |  | 0.002123 |  | 0 |  | 0 |  | 0
| 0.00018522 |  | 0 |  | 0.0036274 |  | 0.0044441 |  | 0.0020719 |  | 0 |  | 0 |  | 0
| -0.0002903 |  | 0 |  | 0.0040181 |  | 0.0040751 |  | 0.0020392 |  | 0 |  | 0 |  | 0
| 0.00016358 |  | 0 |  | 0.0037133 |  | 0.0037073 |  | 0.0020144 |  | 0 |  | 0 |  | 0
| -9.4256e-05 |  | 0 |  | 0.0037987 |  | 0.0040551 |  | 0.0020112 |  | 0 |  | 0 |  | 0
| -5.8506e-05 |  | 0 |  | 0.0039177 |  | 0.0042937 |  | 0.0020127 |  | 0 |  | 0 |  | 0
| 0.00020261 |  | 0 |  | 0.0037624 |  | 0.0037732 |  | 0.001978 |  | 0 |  | 0 |  | 0
| 1.517e-05 |  | 0 |  | 0.0042236 |  | 0.0034701 |  | 0.0019475 |  | 0 |  | 0 |  | 0
| -0.00036522 |  | 0 |  | 0.004505 |  | 0.0038602 |  | 0.0018817 |  | 0 |  | 0 |  | 0
| -3.7441e-05 |  | 0 |  | 0.004485 |  | 0.0035789 |  | 0.0017974 |  | 0 |  | 0 |  | 0
| 0.00025196 |  | 0 |  | 0.0045168 |  | 0.0029942 |  | 0.0018406 |  | 0 |  | 0 |  | 0
| 0.00030834 |  | 0 |  | 0.004935 |  | 0.0030594 |  | 0.0019145 |  | 0 |  | 0 |  | 0
| 0.00067041 |  | 0 |  | 0.0052508 |  | 0.0030162 |  | 0.0018462 |  | 0 |  | 0 |  | 0
| 0.0011849 |  | 0 |  | 0.0056049 |  | 0.002842 |  | 0.0017905 |  | 0 |  | 0 |  | 0
| 0.0010461 |  | 0 |  | 0.0058446 |  | 0.0028206 |  | 0.001793 |  | 0 |  | 0 |  | 0
| 0.00050721 |  | 0 |  | 0.0059053 |  | 0.0031036 |  | 0.0018313 |  | 0 |  | 0 |  | 0
| 0.0003164 |  | 0 |  | 0.0061641 |  | 0.0029521 |  | 0.0017866 |  | 0 |  | 0 |  | 0
| -7.5901e-06 |  | 0 |  | 0.0063091 |  | 0.0029739 |  | 0.0017501 |  | 0 |  | 0 |  | 0
| -0.00043946 |  | 0 |  | 0.0065632 |  | 0.0026696 |  | 0.0017723 |  | 0 |  | 0 |  | 0
| -0.00057178 |  | 0 |  | 0.0072206 |  | 0.0024519 |  | 0.0017585 |  | 0 |  | 0 |  | 0
| 0.00045441 |  | 0 |  | 0.007763 |  | 0.003212 |  | 0.0017806 |  | 0 |  | 0 |  | 0
| 0.00045662 |  | 0 |  | 0.0078435 |  | 0.0031688 |  | 0.0017427 |  | 0 |  | 0 |  | 0
| 9.328e-05 |  | 0 |  | 0.0079458 |  | 0.0028872 |  | 0.0017204 |  | 0 |  | 0 |  | 0
| 0.00041437 |  | 0 |  | 0.0082624 |  | 0.002844 |  | 0.001758 |  | 0 |  | 0 |  | 0
| -2.3866e-05 |  | 0 |  | 0.0085508 |  | 0.0030828 |  | 0.0017333 |  | 0 |  | 0 |  | 0
| -4.3396e-05 |  | 0 |  | 0.0091196 |  | 0.0032358 |  | 0.0017354 |  | 0 |  | 0 |  | 0
| -6.7468e-05 |  | 0 |  | 0.009749 |  | 0.0029325 |  | 0.0018251 |  | 0 |  | 0 |  | 0
| -0.00020961 |  | 0 |  | 0.0099643 |  | 0.0024326 |  | 0.0018063 |  | 0 |  | 0 |  | 0
| -8.5723e-05 |  | 0 |  | 0.010487 |  | 0.0022149 |  | 0.0017286 |  | 0 |  | 0 |  | 0
| 7.2705e-05 |  | 0 |  | 0.010999 |  | 0.0027585 |  | 0.0017561 |  | 0 |  | 0 |  | 0
| 0.00032775 |  | 0 |  | 0.011697 |  | 0.0029333 |  | 0.00172 |  | 0 |  | 0 |  | 0
| 0.00033427 |  | 0 |  | 0.0125 |  | 0.0023248 |  | 0.0016911 |  | 0 |  | 0 |  | 0
| -8.1187e-05 |  | 0 |  | 0.012907 |  | 0.0023467 |  | 0.0017048 |  | 0 |  | 0 |  | 0
| -8.4451e-05 |  | 0 |  | 0.013359 |  | 0.0026508 |  | 0.001723 |  | 0 |  | 0 |  | 0
| 9.4443e-05 |  | 0 |  | 0.01426 |  | 0.002499 |  | 0.0017528 |  | 0 |  | 0 |  | 0
| 0.00014223 |  | 0 |  | 0.015267 |  | 0.0026727 |  | 0.0017319 |  | 0 |  | 0 |  | 0
| -4.602e-05 |  | 0 |  | 0.015763 |  | 0.002673 |  | 0.0017244 |  | 0 |  | 0 |  | 0
| -0.00027188 |  | 0 |  | 0.016441 |  | 0.0025213 |  | 0.0017898 |  | 0 |  | 0 |  | 0
| 8.0349e-05 |  | 0 |  | 0.01737 |  | 0.0024118 |  | 0.0017442 |  | 0 |  | 0 |  | 0
| 0.00036875 |  | 0 |  | 0.018238 |  | 0.0024553 |  | 0.0017122 |  | 0 |  | 0 |  | 0
| 0.00056643 |  | 0 |  | 0.019193 |  | 0.0023035 |  | 0.0017519 |  | 0 |  | 0 |  | 0
| 0.00053809 |  | 0 |  | 0.020102 |  | 0.0021735 |  | 0.0017398 |  | 0 |  | 0 |  | 0
| 0.00022643 |  | 0 |  | 0.0211 |  | 0.0023039 |  | 0.0016814 |  | 0 |  | 0 |  | 0
| 0.00017704 |  | 0 |  | 0.022289 |  | 0.0023908 |  | 0.0017279 |  | 0 |  | 0 |  | 0
| 7.3865e-05 |  | 0 |  | 0.02336 |  | 0.0023477 |  | 0.0017875 |  | 0 |  | 0 |  | 0
| 0.00049753 |  | 0 |  | 0.024421 |  | 0.0020871 |  | 0.0017127 |  | 0 |  | 0 |  | 0
| 0.00057579 |  | 0 |  | 0.025961 |  | 0.0022404 |  | 0.0016998 |  | 0 |  | 0 |  | 0
| 0.00013798 |  | 0 |  | 0.027479 |  | 0.0023275 |  | 0.0017231 |  | 0 |  | 0 |  | 0
| 6.6277e-05 |  | 0 |  | 0.028668 |  | 0.0020876 |  | 0.0017346 |  | 0 |  | 0 |  | 0
| 0.00011879 |  | 0 |  | 0.030209 |  | 0.0022833 |  | 0.0016971 |  | 0 |  | 0 |  | 0
| 0.0003383 |  | 0 |  | 0.031795 |  | 0.0026538 |  | 0.0016939 |  | 0 |  | 0 |  | 0
| 9.1283e-05 |  | 0 |  | 0.033235 |  | 0.0025454 |  | 0.0017755 |  | 0 |  | 0 |  | 0
| -0.00011194 |  | 0 |  | 0.035011 |  | 0.0021751 |  | 0.001766 |  | 0 |  | 0 |  | 0
| -3.3694e-05 |  | 0 |  | 0.037085 |  | 0.0020231 |  | 0.0017474 |  | 0 |  | 0 |  | 0
| 4.2391e-05 |  | 0 |  | 0.039213 |  | 0.0020233 |  | 0.0017812 |  | 0 |  | 0 |  | 0
| 0.00028925 |  | 0 |  | 0.041027 |  | 0.0024591 |  | 0.001801 |  | 0 |  | 0 |  | 0
| 5.8261e-05 |  | 0 |  | 0.04263 |  | 0.0024594 |  | 0.0018044 |  | 0 |  | 0 |  | 0
| -0.00033539 |  | 0 |  | 0.044736 |  | 0.0022845 |  | 0.0018011 |  | 0 |  | 0 |  | 0
| 0.00010111 |  | 0 |  | 0.047049 |  | 0.0024151 |  | 0.0018087 |  | 0 |  | 0 |  | 0
| 0.00058053 |  | 0 |  | 0.049171 |  | 0.0025458 |  | 0.0017632 |  | 0 |  | 0 |  | 0
| 0.00056536 |  | 0 |  | 0.051652 |  | 0.0026328 |  | 0.0017408 |  | 0 |  | 0 |  | 0
| 0.00042829 |  | 0 |  | 0.053822 |  | 0.0024591 |  | 0.0017938 |  | 0 |  | 0 |  | 0
| 0.00042722 |  | 0 |  | 0.056017 |  | 0.0024375 |  | 0.0018296 |  | 0 |  | 0 |  | 0
| 5.0027e-05 |  | 0 |  | 0.058802 |  | 0.0024595 |  | 0.0018298 |  | 0 |  | 0 |  | 0
| -2.5016e-05 |  | 0 |  | 0.061185 |  | 0.0024161 |  | 0.0018447 |  | 0 |  | 0 |  | 0
| 0.0003482 |  | 0 |  | 0.063852 |  | 0.0025686 |  | 0.0018708 |  | 0 |  | 0 |  | 0
| 0.00013936 |  | 0 |  | 0.066756 |  | 0.0026785 |  | 0.0018705 |  | 0 |  | 0 |  | 0
| -0.00010117 |  | 0 |  | 0.069706 |  | 0.0023525 |  | 0.0019021 |  | 0 |  | 0 |  | 0
| -0.00020848 |  | 0 |  | 0.07317 |  | 0.0023743 |  | 0.0019547 |  | 0 |  | 0 |  | 0
| 7.8872e-05 |  | 0 |  | 0.075999 |  | 0.0026139 |  | 0.0019217 |  | 0 |  | 0 |  | 0
| 0.00063881 |  | 0 |  | 0.079098 |  | 0.0029186 |  | 0.0019066 |  | 0 |  | 0 |  | 0
| 0.0010664 |  | 0 |  | 0.082867 |  | 0.0031157 |  | 0.0019914 |  | 0 |  | 0 |  | 0
| 0.00085972 |  | 0 |  | 0.086012 |  | 0.0028113 |  | 0.002016 |  | 0 |  | 0 |  | 0
| -4.5709e-05 |  | 0 |  | 0.089652 |  | 0.0027234 |  | 0.001982 |  | 0 |  | 0 |  | 0
| -0.0001589 |  | 0 |  | 0.093254 |  | 0.003137 |  | 0.0019856 |  | 0 |  | 0 |  | 0
| 0.00080977 |  | 0 |  | 0.096543 |  | 0.0028979 |  | 0.0020238 |  | 0 |  | 0 |  | 0
| 0.00082073 |  | 0 |  | 0.10068 |  | 0.0027674 |  | 0.0020098 |  | 0 |  | 0 |  | 0
| 0.00038357 |  | 0 |  | 0.10457 |  | 0.0030517 |  | 0.0019759 |  | 0 |  | 0 |  | 0
| 9.2889e-05 |  | 0.0011815 |  | 0.1079 |  | 0.0030519 |  | 0.0020363 |  | 0.00079691 |  | 0.00076548 |  | 0.00089556
| -3.0056e-05 |  | 0.0020008 |  | 0.11173 |  | 0.0030075 |  | 0.0021001 |  | 0.0015413 |  | 0.0013551 |  | 0.0017571
| 2.527e-06 |  | 0.0018178 |  | 0.11629 |  | 0.0032907 |  | 0.002074 |  | 0.0017258 |  | 0.0016264 |  | 0.0017163
| 0.00021222 |  | 0.0017754 |  | 0.12062 |  | 0.0034009 |  | 0.002101 |  | 0.001716 |  | 0.0015901 |  | 0.0015205
| 0.00061632 |  | 0.0017352 |  | 0.12438 |  | 0.0033358 |  | 0.0021804 |  | 0.0016563 |  | 0.001558 |  | 0.0015552
| 0.0010607 |  | 0.0012792 |  | 0.12811 |  | 0.0035756 |  | 0.0022305 |  | 0.0017165 |  | 0.001778 |  | 0.0016799
| 0.0011892 |  | 0.001088 |  | 0.13292 |  | 0.0036193 |  | 0.0022755 |  | 0.0018819 |  | 0.0017759 |  | 0.0013876
| 0.00061566 |  | 0.0014133 |  | 0.13799 |  | 0.0034235 |  | 0.0022725 |  | 0.0020258 |  | 0.0016494 |  | 0.0013943
| 0.00050677 |  | 0.0015318 |  | 0.14209 |  | 0.0037518 |  | 0.002247 |  | 0.0019643 |  | 0.001597 |  | 0.0018648
| 0.0010915 |  | 0.0018082 |  | 0.147 |  | 0.0037518 |  | 0.0023182 |  | 0.001895 |  | 0.0017771 |  | 0.0018729
| 0.0011471 |  | 0.0017025 |  | 0.15232 |  | 0.0033807 |  | 0.002437 |  | 0.0018512 |  | 0.0017592 |  | 0.0016406
| 0.00067212 |  | 0.0019184 |  | 0.15624 |  | 0.0034682 |  | 0.0025055 |  | 0.0015437 |  | 0.0015694 |  | 0.0016567
| 0.00051856 |  | 0.0021073 |  | 0.16029 |  | 0.0035773 |  | 0.0024904 |  | 0.0016291 |  | 0.0016455 |  | 0.0018768
| 0.00072782 |  | 0.0018923 |  | 0.165 |  | 0.0038173 |  | 0.0025241 |  | 0.0018089 |  | 0.0017058 |  | 0.0019029
| 0.00067231 |  | 0.0021814 |  | 0.16985 |  | 0.0039264 |  | 0.0026574 |  | 0.0018474 |  | 0.0019107 |  | 0.0020417
| 0.00054921 |  | 0.0018354 |  | 0.17427 |  | 0.0039267 |  | 0.0027208 |  | 0.00183 |  | 0.0020105 |  | 0.0023437
| 0.00064295 |  | 0.0016576 |  | 0.17839 |  | 0.0039705 |  | 0.0027457 |  | 0.0017809 |  | 0.0021299 |  | 0.0021657
| 0.00068116 |  | 0.0023348 |  | 0.1825 |  | 0.0040143 |  | 0.0028524 |  | 0.0019147 |  | 0.0021152 |  | 0.0019358
| 0.00094167 |  | 0.0025083 |  | 0.1863 |  | 0.0040146 |  | 0.0029434 |  | 0.0018429 |  | 0.0017383 |  | 0.0017669
| 0.00077409 |  | 0.0024125 |  | 0.1902 |  | 0.0040586 |  | 0.0029929 |  | 0.001932 |  | 0.0019682 |  | 0.0018
| 0.00057464 |  | 0.0025251 |  | 0.19375 |  | 0.0040152 |  | 0.0030162 |  | 0.0018514 |  | 0.0022926 |  | 0.0021269
| 0.00091132 |  | 0.0022365 |  | 0.19756 |  | 0.0041028 |  | 0.003073 |  | 0.0017705 |  | 0.002226 |  | 0.0022758
| 0.0010226 |  | 0.0022012 |  | 0.20123 |  | 0.0043657 |  | 0.0032007 |  | 0.0018712 |  | 0.0019556 |  | 0.0022845
| 0.0010914 |  | 0.0020768 |  | 0.20414 |  | 0.0046057 |  | 0.0033284 |  | 0.0019785 |  | 0.0020181 |  | 0.0021197
| 0.00082754 |  | 0.0020432 |  | 0.20713 |  | 0.0047151 |  | 0.0034266 |  | 0.0022106 |  | 0.00209 |  | 0.0019802
| 0.00055065 |  | 0.0022187 |  | 0.20889 |  | 0.0045847 |  | 0.0035089 |  | 0.0022014 |  | 0.0021641 |  | 0.0023147
| 0.00072191 |  | 0.002332 |  | 0.21067 |  | 0.004344 |  | 0.0036306 |  | 0.0021026 |  | 0.0022095 |  | 0.0026145
| 0.00087244 |  | 0.0021171 |  | 0.21215 |  | 0.004825 |  | 0.0037588 |  | 0.0021591 |  | 0.0021097 |  | 0.0024186
| 0.00054203 |  | 0.0019453 |  | 0.2133 |  | 0.0051973 |  | 0.0038518 |  | 0.0023541 |  | 0.0024836 |  | 0.0023128
| 0.0004221 |  | 0.0024187 |  | 0.21352 |  | 0.0048259 |  | 0.0039731 |  | 0.0025502 |  | 0.0027617 |  | 0.0023295
| 0.00084206 |  | 0.0024786 |  | 0.2129 |  | 0.0047825 |  | 0.0039564 |  | 0.0023652 |  | 0.0025255 |  | 0.0024215
| 0.0014846 |  | 0.0027837 |  | 0.21338 |  | 0.0055037 |  | 0.0042929 |  | 0.002613 |  | 0.0027653 |  | 0.0027331
| 0.0012938 |  | 0.0025893 |  | 0.21259 |  | 0.0057878 |  | 0.0044766 |  | 0.0025879 |  | 0.0028299 |  | 0.0025979
| 0.0013048 |  | 0.0022966 |  | 0.21089 |  | 0.0057881 |  | 0.0046377 |  | 0.0023193 |  | 0.0028194 |  | 0.0025066
| 0.001427 |  | 0.0028919 |  | 0.20862 |  | 0.0057231 |  | 0.0047305 |  | 0.0024793 |  | 0.0030696 |  | 0.0025359
| 0.0014904 |  | 0.0030073 |  | 0.20624 |  | 0.0060302 |  | 0.00484 |  | 0.0024428 |  | 0.0032481 |  | 0.0027369
| 0.0015975 |  | 0.0023459 |  | 0.20367 |  | 0.0059429 |  | 0.0050155 |  | 0.0025547 |  | 0.0031442 |  | 0.002957
| 0.0014252 |  | 0.0024032 |  | 0.20057 |  | 0.0059219 |  | 0.0051908 |  | 0.0027807 |  | 0.0031173 |  | 0.0031819
| 0.00141 |  | 0.0024446 |  | 0.19716 |  | 0.0062714 |  | 0.0053453 |  | 0.0026532 |  | 0.0034531 |  | 0.0031805
| 0.0017582 |  | 0.0023675 |  | 0.19368 |  | 0.0064027 |  | 0.0055332 |  | 0.0026219 |  | 0.0035958 |  | 0.0029661
| 0.0018871 |  | 0.0022836 |  | 0.18939 |  | 0.0067099 |  | 0.005754 |  | 0.0026909 |  | 0.0034048 |  | 0.003018
| 0.0014604 |  | 0.0025541 |  | 0.18478 |  | 0.0069504 |  | 0.0059881 |  | 0.0027165 |  | 0.0035663 |  | 0.0033935
| 0.0014911 |  | 0.0027837 |  | 0.18087 |  | 0.0071256 |  | 0.0061962 |  | 0.002918 |  | 0.0037394 |  | 0.0038005
| 0.0021506 |  | 0.0027163 |  | 0.17671 |  | 0.0074098 |  | 0.0063511 |  | 0.0031615 |  | 0.0038849 |  | 0.0038445
| 0.0020437 |  | 0.0028561 |  | 0.17129 |  | 0.0075193 |  | 0.0065202 |  | 0.0030614 |  | 0.0040865 |  | 0.0036811
| 0.0016301 |  | 0.0030942 |  | 0.16576 |  | 0.0075422 |  | 0.0066976 |  | 0.0030619 |  | 0.0040069 |  | 0.0034653
| 0.0018923 |  | 0.003049 |  | 0.16094 |  | 0.0077168 |  | 0.0069011 |  | 0.0028952 |  | 0.0041107 |  | 0.0034668
| 0.0019699 |  | 0.0030709 |  | 0.15623 |  | 0.0080025 |  | 0.0071439 |  | 0.0027081 |  | 0.0046212 |  | 0.0037341
| 0.002136 |  | 0.0029207 |  | 0.15085 |  | 0.0083101 |  | 0.0074502 |  | 0.0031173 |  | 0.0048089 |  | 0.003949
| 0.0023535 |  | 0.0032129 |  | 0.14579 |  | 0.0085944 |  | 0.0078104 |  | 0.0033904 |  | 0.0045935 |  | 0.0041935
| 0.0022116 |  | 0.0033611 |  | 0.14032 |  | 0.00877 |  | 0.0080719 |  | 0.0034989 |  | 0.0048007 |  | 0.0045096
| 0.0023451 |  | 0.0031605 |  | 0.13509 |  | 0.0089888 |  | 0.0083026 |  | 0.0037626 |  | 0.0052403 |  | 0.0047251
| 0.0027088 |  | 0.0035354 |  | 0.13054 |  | 0.0094043 |  | 0.0085815 |  | 0.0037189 |  | 0.0053123 |  | 0.0046557
| 0.0031614 |  | 0.0036729 |  | 0.12521 |  | 0.0098432 |  | 0.0088555 |  | 0.0037457 |  | 0.0053293 |  | 0.0047706
| 0.002885 |  | 0.0036637 |  | 0.12009 |  | 0.010217 |  | 0.0091379 |  | 0.0038432 |  | 0.0056572 |  | 0.0051064
| 0.0025029 |  | 0.0034296 |  | 0.11557 |  | 0.010654 |  | 0.009408 |  | 0.0039018 |  | 0.005683 |  | 0.0052105
| 0.0030134 |  | 0.0031362 |  | 0.11094 |  | 0.011332 |  | 0.0097078 |  | 0.0040602 |  | 0.0056977 |  | 0.0052219
| 0.0033839 |  | 0.0033114 |  | 0.10642 |  | 0.011793 |  | 0.010031 |  | 0.0041346 |  | 0.0064567 |  | 0.0052302
| 0.0033939 |  | 0.0037649 |  | 0.10276 |  | 0.011968 |  | 0.010318 |  | 0.0040902 |  | 0.0066474 |  | 0.0054233
| 0.0034773 |  | 0.0039541 |  | 0.098918 |  | 0.012363 |  | 0.010609 |  | 0.0041234 |  | 0.0067967 |  | 0.0055762
| 0.0033791 |  | 0.0038977 |  | 0.094542 |  | 0.012911 |  | 0.010936 |  | 0.0044373 |  | 0.0071269 |  | 0.0057219
| 0.0035126 |  | 0.0040306 |  | 0.090999 |  | 0.01346 |  | 0.011229 |  | 0.0046423 |  | 0.0073635 |  | 0.0061126
| 0.0037217 |  | 0.0037671 |  | 0.088048 |  | 0.01403 |  | 0.011632 |  | 0.0047012 |  | 0.0077755 |  | 0.006378
| 0.0038049 |  | 0.0039038 |  | 0.084954 |  | 0.014359 |  | 0.012077 |  | 0.0050002 |  | 0.0078541 |  | 0.0066534
| 0.0039146 |  | 0.0043446 |  | 0.082351 |  | 0.014688 |  | 0.012464 |  | 0.0050541 |  | 0.0082335 |  | 0.0068807
| 0.0043466 |  | 0.0043321 |  | 0.079682 |  | 0.01517 |  | 0.012883 |  | 0.0050283 |  | 0.0083877 |  | 0.0068589
| 0.0044747 |  | 0.0044957 |  | 0.076962 |  | 0.015784 |  | 0.013276 |  | 0.0051347 |  | 0.0081683 |  | 0.0072199
| 0.0043133 |  | 0.0046586 |  | 0.074456 |  | 0.016377 |  | 0.013714 |  | 0.0051353 |  | 0.0086375 |  | 0.0076371
| 0.0044633 |  | 0.0045903 |  | 0.071983 |  | 0.01699 |  | 0.014175 |  | 0.005531 |  | 0.0091421 |  | 0.0077931
| 0.0048201 |  | 0.004897 |  | 0.070215 |  | 0.01802 |  | 0.014711 |  | 0.0059284 |  | 0.0093554 |  | 0.0081888
| 0.0045863 |  | 0.0051679 |  | 0.068327 |  | 0.018897 |  | 0.015302 |  | 0.0057937 |  | 0.0097095 |  | 0.0083997
| 0.0045931 |  | 0.0051107 |  | 0.066598 |  | 0.019644 |  | 0.015788 |  | 0.0059689 |  | 0.0099327 |  | 0.0086049
| 0.005463 |  | 0.0050189 |  | 0.064811 |  | 0.02028 |  | 0.016287 |  | 0.0063707 |  | 0.01064 |  | 0.0090034
| 0.0063383 |  | 0.0050917 |  | 0.062696 |  | 0.020698 |  | 0.016892 |  | 0.0064831 |  | 0.011107 |  | 0.0092963
| 0.0063553 |  | 0.0056854 |  | 0.06068 |  | 0.021401 |  | 0.017475 |  | 0.0066358 |  | 0.011081 |  | 0.0097842
| 0.0058392 |  | 0.0059966 |  | 0.059213 |  | 0.022037 |  | 0.018054 |  | 0.0070204 |  | 0.011548 |  | 0.010188
| 0.00602 |  | 0.0060492 |  | 0.058016 |  | 0.022652 |  | 0.01875 |  | 0.0074305 |  | 0.012093 |  | 0.010191
| 0.0062416 |  | 0.005896 |  | 0.056577 |  | 0.023661 |  | 0.01949 |  | 0.0076928 |  | 0.01272 |  | 0.010627
| 0.006534 |  | 0.006225 |  | 0.055528 |  | 0.024517 |  | 0.020194 |  | 0.0077148 |  | 0.013121 |  | 0.011205
| 0.0070879 |  | 0.0066026 |  | 0.053957 |  | 0.025132 |  | 0.020962 |  | 0.0080006 |  | 0.01355 |  | 0.011446
| 0.0072614 |  | 0.0067505 |  | 0.052267 |  | 0.025945 |  | 0.021671 |  | 0.0084245 |  | 0.014304 |  | 0.011868
| 0.007678 |  | 0.0069378 |  | 0.050928 |  | 0.026845 |  | 0.022402 |  | 0.0086628 |  | 0.01477 |  | 0.01237
| 0.0080697 |  | 0.0068514 |  | 0.049825 |  | 0.027833 |  | 0.023282 |  | 0.0090611 |  | 0.015296 |  | 0.012622
| 0.0080803 |  | 0.0067094 |  | 0.048676 |  | 0.028514 |  | 0.024135 |  | 0.0093223 |  | 0.015911 |  | 0.013023
| 0.0083646 |  | 0.0071146 |  | 0.047011 |  | 0.028954 |  | 0.025006 |  | 0.0095691 |  | 0.016318 |  | 0.013963
| 0.0080672 |  | 0.0073236 |  | 0.045832 |  | 0.02979 |  | 0.025828 |  | 0.010109 |  | 0.017014 |  | 0.014613
| 0.0083062 |  | 0.0075269 |  | 0.044674 |  | 0.030714 |  | 0.026623 |  | 0.010615 |  | 0.017778 |  | 0.01509
| 0.0087915 |  | 0.0078052 |  | 0.0435 |  | 0.031305 |  | 0.027481 |  | 0.010968 |  | 0.018421 |  | 0.015791
| 0.0086719 |  | 0.0079302 |  | 0.042223 |  | 0.031637 |  | 0.028361 |  | 0.011231 |  | 0.018768 |  | 0.016273
| 0.0092585 |  | 0.0084975 |  | 0.040801 |  | 0.032407 |  | 0.029333 |  | 0.011665 |  | 0.019309 |  | 0.016739
| 0.0098081 |  | 0.0087077 |  | 0.040036 |  | 0.033746 |  | 0.030276 |  | 0.012095 |  | 0.020196 |  | 0.01714
| 0.010135 |  | 0.0088911 |  | 0.038615 |  | 0.034999 |  | 0.031228 |  | 0.012557 |  | 0.020857 |  | 0.017705
| 0.010651 |  | 0.0093417 |  | 0.037422 |  | 0.036031 |  | 0.032163 |  | 0.013034 |  | 0.021627 |  | 0.018143
| 0.010636 |  | 0.0098115 |  | 0.036415 |  | 0.036912 |  | 0.033077 |  | 0.01339 |  | 0.021996 |  | 0.018519
| 0.011071 |  | 0.009754 |  | 0.034706 |  | 0.0379 |  | 0.034085 |  | 0.013722 |  | 0.022501 |  | 0.019337
| 0.011608 |  | 0.0096252 |  | 0.033275 |  | 0.038956 |  | 0.035036 |  | 0.01399 |  | 0.023139 |  | 0.0199
| 0.01175 |  | 0.010211 |  | 0.032453 |  | 0.039924 |  | 0.036084 |  | 0.014297 |  | 0.023888 |  | 0.020605
| 0.011815 |  | 0.010445 |  | 0.031693 |  | 0.04109 |  | 0.037188 |  | 0.014717 |  | 0.024597 |  | 0.021127
| 0.01232 |  | 0.010545 |  | 0.030357 |  | 0.042452 |  | 0.038267 |  | 0.015454 |  | 0.02534 |  | 0.021584
| 0.012975 |  | 0.01055 |  | 0.029136 |  | 0.043726 |  | 0.03938 |  | 0.015952 |  | 0.026531 |  | 0.022719
| 0.013204 |  | 0.010551 |  | 0.027937 |  | 0.045069 |  | 0.040493 |  | 0.016449 |  | 0.027256 |  | 0.02341
| 0.013757 |  | 0.011385 |  | 0.026849 |  | 0.046522 |  | 0.041677 |  | 0.017052 |  | 0.027932 |  | 0.023542
| 0.013866 |  | 0.011915 |  | 0.026046 |  | 0.047597 |  | 0.042838 |  | 0.017336 |  | 0.028337 |  | 0.024101
| 0.014177 |  | 0.01215 |  | 0.025047 |  | 0.048591 |  | 0.044005 |  | 0.01781 |  | 0.028792 |  | 0.024855
| 0.015232 |  | 0.012225 |  | 0.02431 |  | 0.050128 |  | 0.045236 |  | 0.01847 |  | 0.030223 |  | 0.02555
| 0.014858 |  | 0.0125 |  | 0.02351 |  | 0.051339 |  | 0.046429 |  | 0.018808 |  | 0.031217 |  | 0.026437
| 0.015013 |  | 0.012701 |  | 0.022438 |  | 0.052529 |  | 0.047657 |  | 0.019415 |  | 0.031598 |  | 0.026935
| 0.01649 |  | 0.012948 |  | 0.021564 |  | 0.054353 |  | 0.04889 |  | 0.020187 |  | 0.032491 |  | 0.027649
| 0.016794 |  | 0.013152 |  | 0.020947 |  | 0.056466 |  | 0.050156 |  | 0.020494 |  | 0.033764 |  | 0.028895
| 0.015954 |  | 0.013541 |  | 0.020298 |  | 0.058752 |  | 0.051456 |  | 0.020993 |  | 0.034675 |  | 0.02964
| 0.016499 |  | 0.014369 |  | 0.019567 |  | 0.060621 |  | 0.052728 |  | 0.021875 |  | 0.035818 |  | 0.030093
| 0.018201 |  | 0.01454 |  | 0.019057 |  | 0.061878 |  | 0.054116 |  | 0.022638 |  | 0.036987 |  | 0.030745
| 0.018885 |  | 0.014887 |  | 0.018664 |  | 0.06333 |  | 0.055544 |  | 0.023571 |  | 0.037466 |  | 0.032076
| 0.019451 |  | 0.015022 |  | 0.017992 |  | 0.065203 |  | 0.057025 |  | 0.024263 |  | 0.038201 |  | 0.032958
| 0.019739 |  | 0.015367 |  | 0.017238 |  | 0.066941 |  | 0.058521 |  | 0.024413 |  | 0.039645 |  | 0.033427
| 0.020236 |  | 0.015897 |  | 0.017084 |  | 0.068507 |  | 0.060026 |  | 0.025128 |  | 0.041275 |  | 0.034453
| 0.021548 |  | 0.015967 |  | 0.016836 |  | 0.070399 |  | 0.061663 |  | 0.026053 |  | 0.042739 |  | 0.035678
| 0.022023 |  | 0.016559 |  | 0.016163 |  | 0.073107 |  | 0.06341 |  | 0.026718 |  | 0.043959 |  | 0.036976
| 0.021549 |  | 0.016924 |  | 0.015615 |  | 0.075615 |  | 0.065233 |  | 0.02752 |  | 0.044839 |  | 0.038058
| 0.022037 |  | 0.017372 |  | 0.01525 |  | 0.077244 |  | 0.067018 |  | 0.028472 |  | 0.045876 |  | 0.039145
| 0.022709 |  | 0.018408 |  | 0.014948 |  | 0.079052 |  | 0.06885 |  | 0.029481 |  | 0.047283 |  | 0.040227
| 0.023067 |  | 0.018737 |  | 0.014697 |  | 0.081192 |  | 0.070828 |  | 0.030493 |  | 0.048438 |  | 0.041393
| 0.024205 |  | 0.018681 |  | 0.014443 |  | 0.082729 |  | 0.072824 |  | 0.031192 |  | 0.049719 |  | 0.042733
| 0.024915 |  | 0.018981 |  | 0.014331 |  | 0.083576 |  | 0.074927 |  | 0.032269 |  | 0.051442 |  | 0.043921
| 0.025273 |  | 0.019853 |  | 0.014312 |  | 0.083576 |  | 0.077085 |  | 0.033379 |  | 0.053308 |  | 0.044991
| 0.025885 |  | 0.020594 |  | 0.013983 |  | 0.082927 |  | 0.079183 |  | 0.034366 |  | 0.055296 |  | 0.046184
| 0.02634 |  | 0.02138 |  | 0.013844 |  | 0.082532 |  | 0.081299 |  | 0.035591 |  | 0.056766 |  | 0.047763
| 0.026528 |  | 0.021993 |  | 0.013782 |  | 0.082584 |  | 0.083439 |  | 0.036156 |  | 0.05789 |  | 0.04915
| 0.026705 |  | 0.022086 |  | 0.013723 |  | 0.082789 |  | 0.085597 |  | 0.03723 |  | 0.059402 |  | 0.04983
| 0.026621 |  | 0.022497 |  | 0.013623 |  | 0.083562 |  | 0.087726 |  | 0.038844 |  | 0.061074 |  | 0.05114
| 0.02726 |  | 0.023222 |  | 0.013363 |  | 0.085588 |  | 0.089889 |  | 0.040088 |  | 0.062626 |  | 0.052785
| 0.028374 |  | 0.02388 |  | 0.013343 |  | 0.08797 |  | 0.092148 |  | 0.041112 |  | 0.064433 |  | 0.053948
| 0.029164 |  | 0.024268 |  | 0.013154 |  | 0.08969 |  | 0.09422 |  | 0.042517 |  | 0.065875 |  | 0.055607
| 0.030357 |  | 0.025026 |  | 0.012995 |  | 0.091347 |  | 0.096305 |  | 0.043947 |  | 0.066947 |  | 0.057067
| 0.031688 |  | 0.025859 |  | 0.012966 |  | 0.093133 |  | 0.098583 |  | 0.04473 |  | 0.06824 |  | 0.057978
| 0.0329 |  | 0.026262 |  | 0.013001 |  | 0.095274 |  | 0.10087 |  | 0.045709 |  | 0.070601 |  | 0.05933
| 0.033459 |  | 0.026536 |  | 0.012997 |  | 0.097742 |  | 0.10327 |  | 0.047115 |  | 0.072357 |  | 0.060952
| 0.033936 |  | 0.027573 |  | 0.012903 |  | 0.10052 |  | 0.10553 |  | 0.048535 |  | 0.073534 |  | 0.062059
| 0.034371 |  | 0.027965 |  | 0.012987 |  | 0.10275 |  | 0.1078 |  | 0.049426 |  | 0.075257 |  | 0.063312
| 0.03418 |  | 0.027274 |  | 0.012811 |  | 0.10423 |  | 0.11024 |  | 0.050613 |  | 0.076586 |  | 0.065227
| 0.034283 |  | 0.028117 |  | 0.012612 |  | 0.10599 |  | 0.11263 |  | 0.052466 |  | 0.078235 |  | 0.066687
| 0.035321 |  | 0.029979 |  | 0.012866 |  | 0.1079 |  | 0.11495 |  | 0.053996 |  | 0.080163 |  | 0.067981
| 0.036441 |  | 0.030156 |  | 0.012867 |  | 0.10981 |  | 0.11749 |  | 0.055204 |  | 0.082389 |  | 0.069903
| 0.037207 |  | 0.029953 |  | 0.012645 |  | 0.11227 |  | 0.12009 |  | 0.056706 |  | 0.083847 |  | 0.071606
| 0.037775 |  | 0.030701 |  | 0.012818 |  | 0.11493 |  | 0.12258 |  | 0.058547 |  | 0.084959 |  | 0.072888
| 0.038843 |  | 0.031826 |  | 0.012882 |  | 0.1167 |  | 0.12512 |  | 0.060053 |  | 0.086843 |  | 0.074624
| 0.040004 |  | 0.032742 |  | 0.012595 |  | 0.11799 |  | 0.12782 |  | 0.061272 |  | 0.088882 |  | 0.076124
| 0.040412 |  | 0.033019 |  | 0.012504 |  | 0.11956 |  | 0.13047 |  | 0.062659 |  | 0.090731 |  | 0.077504
| 0.040272 |  | 0.033912 |  | 0.012696 |  | 0.12111 |  | 0.13293 |  | 0.064525 |  | 0.092813 |  | 0.079525
| 0.040105 |  | 0.034693 |  | 0.012918 |  | 0.12182 |  | 0.13534 |  | 0.066349 |  | 0.094568 |  | 0.081244
| 0.040346 |  | 0.034212 |  | 0.013175 |  | 0.12251 |  | 0.13787 |  | 0.068116 |  | 0.096067 |  | 0.082843
| 0.041015 |  | 0.035467 |  | 0.01316 |  | 0.12347 |  | 0.14054 |  | 0.070229 |  | 0.09805 |  | 0.08428
| 0.041687 |  | 0.037146 |  | 0.012972 |  | 0.12266 |  | 0.14316 |  | 0.071688 |  | 0.099906 |  | 0.085721
| 0.042102 |  | 0.037822 |  | 0.013088 |  | 0.1218 |  | 0.1456 |  | 0.072856 |  | 0.10178 |  | 0.087053
| 0.042858 |  | 0.03838 |  | 0.013267 |  | 0.12263 |  | 0.14809 |  | 0.074646 |  | 0.1028 |  | 0.088531
| 0.043797 |  | 0.038322 |  | 0.013458 |  | 0.12422 |  | 0.15065 |  | 0.07634 |  | 0.10405 |  | 0.090827
| 0.044312 |  | 0.038901 |  | 0.013537 |  | 0.1263 |  | 0.15312 |  | 0.078 |  | 0.1065 |  | 0.092481
| 0.044751 |  | 0.039258 |  | 0.013482 |  | 0.12856 |  | 0.15562 |  | 0.080376 |  | 0.10829 |  | 0.094126
| 0.045541 |  | 0.040195 |  | 0.013403 |  | 0.13032 |  | 0.15812 |  | 0.082187 |  | 0.11068 |  | 0.096148
| 0.046069 |  | 0.041514 |  | 0.013424 |  | 0.13175 |  | 0.16074 |  | 0.083658 |  | 0.1128 |  | 0.097324
| 0.04639 |  | 0.041863 |  | 0.013883 |  | 0.13361 |  | 0.16346 |  | 0.085733 |  | 0.11431 |  | 0.098947
| 0.046564 |  | 0.042159 |  | 0.014068 |  | 0.13498 |  | 0.16595 |  | 0.08785 |  | 0.11642 |  | 0.10154
| 0.046587 |  | 0.042825 |  | 0.013899 |  | 0.13613 |  | 0.16847 |  | 0.089456 |  | 0.11846 |  | 0.10335
| 0.047306 |  | 0.043922 |  | 0.014 |  | 0.13742 |  | 0.17109 |  | 0.091075 |  | 0.12136 |  | 0.1048
| 0.047716 |  | 0.044871 |  | 0.014105 |  | 0.13792 |  | 0.17366 |  | 0.093208 |  | 0.12383 |  | 0.10704
| 0.048235 |  | 0.045321 |  | 0.014197 |  | 0.13962 |  | 0.17625 |  | 0.095506 |  | 0.12477 |  | 0.10954
| 0.049238 |  | 0.046782 |  | 0.01452 |  | 0.14225 |  | 0.17879 |  | 0.097898 |  | 0.12699 |  | 0.11098
| 0.049837 |  | 0.047793 |  | 0.01461 |  | 0.14478 |  | 0.18115 |  | 0.099438 |  | 0.12977 |  | 0.11222
| 0.050442 |  | 0.04791 |  | 0.01466 |  | 0.14793 |  | 0.18353 |  | 0.10131 |  | 0.13286 |  | 0.115
| 0.050981 |  | 0.04899 |  | 0.015088 |  | 0.15123 |  | 0.18588 |  | 0.10378 |  | 0.13526 |  | 0.11774
| 0.051108 |  | 0.049459 |  | 0.015369 |  | 0.15439 |  | 0.18816 |  | 0.10573 |  | 0.13675 |  | 0.11959
| 0.051223 |  | 0.049882 |  | 0.015351 |  | 0.15734 |  | 0.19047 |  | 0.10755 |  | 0.14005 |  | 0.12118
| 0.051386 |  | 0.051314 |  | 0.015439 |  | 0.15941 |  | 0.19269 |  | 0.10958 |  | 0.14292 |  | 0.12334
| 0.051283 |  | 0.052162 |  | 0.015545 |  | 0.16121 |  | 0.19448 |  | 0.1122 |  | 0.1454 |  | 0.12505
| 0.051793 |  | 0.052551 |  | 0.015809 |  | 0.16336 |  | 0.19655 |  | 0.11472 |  | 0.14861 |  | 0.127
| 0.052443 |  | 0.053752 |  | 0.015983 |  | 0.16502 |  | 0.19851 |  | 0.11591 |  | 0.15126 |  | 0.12965
| 0.052438 |  | 0.054903 |  | 0.016217 |  | 0.16699 |  | 0.20026 |  | 0.11753 |  | 0.1534 |  | 0.13199
| 0.052739 |  | 0.055314 |  | 0.016368 |  | 0.16888 |  | 0.20197 |  | 0.12039 |  | 0.15543 |  | 0.13481
| 0.053211 |  | 0.05615 |  | 0.016228 |  | 0.17168 |  | 0.20356 |  | 0.12257 |  | 0.15843 |  | 0.13693
| 0.053671 |  | 0.056945 |  | 0.016461 |  | 0.17543 |  | 0.20505 |  | 0.12398 |  | 0.16143 |  | 0.13875
| 0.054023 |  | 0.057626 |  | 0.01697 |  | 0.17816 |  | 0.20652 |  | 0.12579 |  | 0.16289 |  | 0.14102
| 0.053924 |  | 0.058706 |  | 0.017047 |  | 0.18025 |  | 0.2079 |  | 0.12771 |  | 0.16497 |  | 0.14332
| 0.054298 |  | 0.059307 |  | 0.017064 |  | 0.18215 |  | 0.20911 |  | 0.13005 |  | 0.1681 |  | 0.14584
| 0.054937 |  | 0.060408 |  | 0.017289 |  | 0.18437 |  | 0.21024 |  | 0.13249 |  | 0.17061 |  | 0.14807
| 0.055087 |  | 0.061981 |  | 0.017179 |  | 0.18582 |  | 0.21154 |  | 0.13432 |  | 0.174 |  | 0.15084
| 0.055795 |  | 0.06269 |  | 0.017363 |  | 0.1862 |  | 0.21277 |  | 0.13623 |  | 0.17713 |  | 0.15349
| 0.056952 |  | 0.063861 |  | 0.017927 |  | 0.18697 |  | 0.21368 |  | 0.13864 |  | 0.1797 |  | 0.15628
| 0.057336 |  | 0.064839 |  | 0.018183 |  | 0.18857 |  | 0.21463 |  | 0.14052 |  | 0.18295 |  | 0.15899
| 0.057263 |  | 0.065817 |  | 0.018066 |  | 0.19094 |  | 0.21551 |  | 0.14212 |  | 0.18589 |  | 0.16102
| 0.056779 |  | 0.067371 |  | 0.018253 |  | 0.19356 |  | 0.21605 |  | 0.14388 |  | 0.18845 |  | 0.16438
| 0.056655 |  | 0.068646 |  | 0.018684 |  | 0.19591 |  | 0.21616 |  | 0.14571 |  | 0.19024 |  | 0.167
| 0.056721 |  | 0.07001 |  | 0.018739 |  | 0.19855 |  | 0.2163 |  | 0.14748 |  | 0.19236 |  | 0.16958
| 0.05643 |  | 0.070936 |  | 0.018716 |  | 0.2009 |  | 0.21653 |  | 0.1493 |  | 0.19516 |  | 0.17225
| 0.056304 |  | 0.071275 |  | 0.019169 |  | 0.20153 |  | 0.21657 |  | 0.15098 |  | 0.1977 |  | 0.17433
| 0.057033 |  | 0.071962 |  | 0.019442 |  | 0.20311 |  | 0.21636 |  | 0.15223 |  | 0.19946 |  | 0.17692
| 0.057659 |  | 0.073969 |  | 0.019299 |  | 0.20533 |  | 0.21601 |  | 0.15431 |  | 0.20135 |  | 0.17925
| 0.058094 |  | 0.075003 |  | 0.019412 |  | 0.20676 |  | 0.21578 |  | 0.15634 |  | 0.20339 |  | 0.18227
| 0.059107 |  | 0.075714 |  | 0.019813 |  | 0.20918 |  | 0.21533 |  | 0.15815 |  | 0.20514 |  | 0.18456
| 0.059651 |  | 0.077121 |  | 0.020111 |  | 0.21068 |  | 0.21479 |  | 0.16031 |  | 0.20712 |  | 0.18665
| 0.060926 |  | 0.078762 |  | 0.020237 |  | 0.2117 |  | 0.21425 |  | 0.16123 |  | 0.20946 |  | 0.18918
| 0.062694 |  | 0.080164 |  | 0.02018 |  | 0.2136 |  | 0.21349 |  | 0.16227 |  | 0.21126 |  | 0.19135
| 0.063616 |  | 0.081343 |  | 0.020306 |  | 0.21529 |  | 0.21254 |  | 0.1643 |  | 0.21254 |  | 0.19407
| 0.06441 |  | 0.082694 |  | 0.020657 |  | 0.21629 |  | 0.2114 |  | 0.16605 |  | 0.21367 |  | 0.19702
| 0.065902 |  | 0.083374 |  | 0.020921 |  | 0.21757 |  | 0.2104 |  | 0.16814 |  | 0.21514 |  | 0.19916
| 0.066966 |  | 0.084506 |  | 0.021189 |  | 0.2189 |  | 0.20914 |  | 0.16988 |  | 0.21616 |  | 0.20076
| 0.06692 |  | 0.08535 |  | 0.021253 |  | 0.21948 |  | 0.20772 |  | 0.17142 |  | 0.21645 |  | 0.20221
| 0.066688 |  | 0.086904 |  | 0.021354 |  | 0.21951 |  | 0.20596 |  | 0.17272 |  | 0.21613 |  | 0.20402
| 0.065656 |  | 0.088688 |  | 0.02141 |  | 0.21987 |  | 0.20406 |  | 0.17445 |  | 0.21552 |  | 0.20626
| 0.065248 |  | 0.089165 |  | 0.021568 |  | 0.22051 |  | 0.20228 |  | 0.17589 |  | 0.21617 |  | 0.2078
| 0.066045 |  | 0.089884 |  | 0.021894 |  | 0.21937 |  | 0.20054 |  | 0.17674 |  | 0.21644 |  | 0.20889
| 0.0666 |  | 0.0915 |  | 0.021974 |  | 0.21732 |  | 0.19878 |  | 0.17903 |  | 0.21553 |  | 0.21025
| 0.067486 |  | 0.092526 |  | 0.02231 |  | 0.21644 |  | 0.19678 |  | 0.1812 |  | 0.21459 |  | 0.21214
| 0.06903 |  | 0.093452 |  | 0.022646 |  | 0.21573 |  | 0.19452 |  | 0.18254 |  | 0.21389 |  | 0.21361
| 0.070192 |  | 0.095021 |  | 0.02258 |  | 0.21596 |  | 0.19228 |  | 0.18349 |  | 0.21294 |  | 0.21366
| 0.070577 |  | 0.095826 |  | 0.022756 |  | 0.21641 |  | 0.19009 |  | 0.18485 |  | 0.21173 |  | 0.21382
| 0.07128 |  | 0.096577 |  | 0.023088 |  | 0.21535 |  | 0.18783 |  | 0.18686 |  | 0.21013 |  | 0.21488
| 0.071403 |  | 0.097164 |  | 0.023136 |  | 0.21386 |  | 0.18532 |  | 0.18785 |  | 0.20829 |  | 0.2155
| 0.071775 |  | 0.09728 |  | 0.023349 |  | 0.21311 |  | 0.18288 |  | 0.18918 |  | 0.2065 |  | 0.21626
| 0.072721 |  | 0.098935 |  | 0.023737 |  | 0.2113 |  | 0.18043 |  | 0.1912 |  | 0.20511 |  | 0.21688
| 0.073086 |  | 0.10073 |  | 0.023998 |  | 0.20778 |  | 0.1778 |  | 0.19289 |  | 0.20254 |  | 0.21619
| 0.073896 |  | 0.1007 |  | 0.024089 |  | 0.2056 |  | 0.17501 |  | 0.19392 |  | 0.19928 |  | 0.21568
| 0.074481 |  | 0.10062 |  | 0.024296 |  | 0.20486 |  | 0.1725 |  | 0.19563 |  | 0.19729 |  | 0.21614
| 0.074894 |  | 0.10135 |  | 0.024418 |  | 0.20343 |  | 0.1699 |  | 0.19729 |  | 0.19396 |  | 0.21511
| 0.074171 |  | 0.10254 |  | 0.024176 |  | 0.20096 |  | 0.16698 |  | 0.19865 |  | 0.19066 |  | 0.21378
| 0.073498 |  | 0.10298 |  | 0.024379 |  | 0.19952 |  | 0.16424 |  | 0.20085 |  | 0.18814 |  | 0.21327
| 0.075214 |  | 0.10288 |  | 0.024924 |  | 0.19847 |  | 0.16134 |  | 0.20219 |  | 0.18488 |  | 0.21261
| 0.076757 |  | 0.10376 |  | 0.02495 |  | 0.19676 |  | 0.15856 |  | 0.20319 |  | 0.18171 |  | 0.21121
| 0.077424 |  | 0.10443 |  | 0.024924 |  | 0.19457 |  | 0.15576 |  | 0.20483 |  | 0.17793 |  | 0.2096
| 0.077733 |  | 0.10436 |  | 0.025488 |  | 0.19181 |  | 0.15288 |  | 0.2062 |  | 0.17459 |  | 0.20833
| 0.07776 |  | 0.10393 |  | 0.025993 |  | 0.18925 |  | 0.15005 |  | 0.20667 |  | 0.17164 |  | 0.20618
| 0.077706 |  | 0.10353 |  | 0.025965 |  | 0.18679 |  | 0.14708 |  | 0.20822 |  | 0.16753 |  | 0.20381
| 0.077714 |  | 0.10384 |  | 0.026001 |  | 0.18392 |  | 0.14417 |  | 0.20956 |  | 0.16274 |  | 0.2012
| 0.077846 |  | 0.10408 |  | 0.026051 |  | 0.18153 |  | 0.14132 |  | 0.21068 |  | 0.15903 |  | 0.19852
| 0.077091 |  | 0.10372 |  | 0.026002 |  | 0.18034 |  | 0.13838 |  | 0.21229 |  | 0.15546 |  | 0.1967
| 0.075701 |  | 0.10342 |  | 0.026457 |  | 0.17945 |  | 0.13551 |  | 0.21298 |  | 0.15175 |  | 0.1943
| 0.07598 |  | 0.10297 |  | 0.026849 |  | 0.17735 |  | 0.13266 |  | 0.21322 |  | 0.14826 |  | 0.1907
| 0.076477 |  | 0.10255 |  | 0.026952 |  | 0.17444 |  | 0.13006 |  | 0.21417 |  | 0.14413 |  | 0.18822
| 0.076555 |  | 0.10244 |  | 0.027329 |  | 0.17137 |  | 0.12742 |  | 0.21516 |  | 0.14046 |  | 0.18574
| 0.076822 |  | 0.10114 |  | 0.027711 |  | 0.16796 |  | 0.12451 |  | 0.21517 |  | 0.13659 |  | 0.18239
| 0.076908 |  | 0.099219 |  | 0.027556 |  | 0.16389 |  | 0.12173 |  | 0.21601 |  | 0.13315 |  | 0.17936
| 0.077072 |  | 0.098198 |  | 0.027461 |  | 0.16093 |  | 0.11908 |  | 0.2167 |  | 0.12958 |  | 0.17593
| 0.075808 |  | 0.097523 |  | 0.027678 |  | 0.15899 |  | 0.11648 |  | 0.21632 |  | 0.12538 |  | 0.17243
| 0.074797 |  | 0.096416 |  | 0.028055 |  | 0.15648 |  | 0.11389 |  | 0.2164 |  | 0.12186 |  | 0.16939
| 0.074916 |  | 0.095705 |  | 0.028146 |  | 0.15365 |  | 0.11128 |  | 0.21626 |  | 0.11861 |  | 0.1661
| 0.074399 |  | 0.094832 |  | 0.028277 |  | 0.1505 |  | 0.10885 |  | 0.21663 |  | 0.11587 |  | 0.16227
| 0.074312 |  | 0.093393 |  | 0.02838 |  | 0.14778 |  | 0.10652 |  | 0.21637 |  | 0.113 |  | 0.1586
| 0.074358 |  | 0.091843 |  | 0.028304 |  | 0.14532 |  | 0.10414 |  | 0.21563 |  | 0.10905 |  | 0.15627
| 0.07402 |  | 0.09025 |  | 0.028636 |  | 0.14244 |  | 0.10176 |  | 0.21585 |  | 0.10555 |  | 0.15246
| 0.073946 |  | 0.088777 |  | 0.028913 |  | 0.13944 |  | 0.099453 |  | 0.21481 |  | 0.10297 |  | 0.1486
| 0.073209 |  | 0.087632 |  | 0.028992 |  | 0.13725 |  | 0.097193 |  | 0.21276 |  | 0.10097 |  | 0.14573
| 0.072651 |  | 0.086915 |  | 0.029012 |  | 0.1354 |  | 0.095016 |  | 0.2113 |  | 0.098427 |  | 0.14197
| 0.072348 |  | 0.084934 |  | 0.029097 |  | 0.13292 |  | 0.093054 |  | 0.21124 |  | 0.095824 |  | 0.13862
| 0.071409 |  | 0.083091 |  | 0.02916 |  | 0.13021 |  | 0.091053 |  | 0.21065 |  | 0.09337 |  | 0.13496
| 0.070135 |  | 0.081726 |  | 0.029317 |  | 0.12824 |  | 0.088967 |  | 0.20884 |  | 0.090366 |  | 0.13145
| 0.069482 |  | 0.080089 |  | 0.029618 |  | 0.12685 |  | 0.086984 |  | 0.20673 |  | 0.088356 |  | 0.12847
| 0.068383 |  | 0.078267 |  | 0.029637 |  | 0.12496 |  | 0.085086 |  | 0.20497 |  | 0.086536 |  | 0.12563
| 0.067621 |  | 0.076092 |  | 0.029504 |  | 0.12275 |  | 0.083246 |  | 0.20242 |  | 0.084097 |  | 0.12227
| 0.066906 |  | 0.074708 |  | 0.029752 |  | 0.12058 |  | 0.081477 |  | 0.2005 |  | 0.082121 |  | 0.11947
| 0.0669 |  | 0.073567 |  | 0.029849 |  | 0.11864 |  | 0.079762 |  | 0.19906 |  | 0.08026 |  | 0.11669
| 0.067511 |  | 0.072353 |  | 0.029846 |  | 0.11708 |  | 0.078009 |  | 0.19653 |  | 0.079128 |  | 0.11336
| 0.066841 |  | 0.070594 |  | 0.030021 |  | 0.11538 |  | 0.076348 |  | 0.19374 |  | 0.077668 |  | 0.11027
| 0.065819 |  | 0.069594 |  | 0.029973 |  | 0.11352 |  | 0.074817 |  | 0.19139 |  | 0.075677 |  | 0.10762
| 0.06475 |  | 0.068705 |  | 0.029877 |  | 0.11195 |  | 0.073431 |  | 0.18901 |  | 0.074306 |  | 0.10511
| 0.063936 |  | 0.066856 |  | 0.02995 |  | 0.11081 |  | 0.072041 |  | 0.18583 |  | 0.072583 |  | 0.10244
| 0.063069 |  | 0.06565 |  | 0.030063 |  | 0.10935 |  | 0.070628 |  | 0.18328 |  | 0.071093 |  | 0.10028
| 0.061898 |  | 0.064612 |  | 0.029985 |  | 0.10694 |  | 0.069338 |  | 0.1814 |  | 0.070373 |  | 0.09846
| 0.061483 |  | 0.063267 |  | 0.030108 |  | 0.10497 |  | 0.068066 |  | 0.17901 |  | 0.069417 |  | 0.096534
| 0.061163 |  | 0.06235 |  | 0.030389 |  | 0.10373 |  | 0.066886 |  | 0.17626 |  | 0.068173 |  | 0.09431
| 0.060763 |  | 0.06177 |  | 0.030366 |  | 0.10226 |  | 0.065744 |  | 0.17405 |  | 0.067002 |  | 0.092226
| 0.060831 |  | 0.061474 |  | 0.030659 |  | 0.10116 |  | 0.064677 |  | 0.17129 |  | 0.066379 |  | 0.090869
| 0.059796 |  | 0.060484 |  | 0.030908 |  | 0.10036 |  | 0.063574 |  | 0.16857 |  | 0.065779 |  | 0.089559
| 0.059266 |  | 0.058701 |  | 0.030821 |  | 0.099197 |  | 0.062449 |  | 0.16585 |  | 0.064528 |  | 0.087774
| 0.059315 |  | 0.057409 |  | 0.03078 |  | 0.098732 |  | 0.061404 |  | 0.16261 |  | 0.063402 |  | 0.085736
| 0.057893 |  | 0.056975 |  | 0.030813 |  | 0.098874 |  | 0.060333 |  | 0.15962 |  | 0.062771 |  | 0.083909
| 0.05671 |  | 0.056448 |  | 0.030867 |  | 0.098411 |  | 0.059383 |  | 0.15716 |  | 0.062234 |  | 0.082722
| 0.056219 |  | 0.055257 |  | 0.030972 |  | 0.097466 |  | 0.058489 |  | 0.15437 |  | 0.060668 |  | 0.081255
| 0.055462 |  | 0.054977 |  | 0.031112 |  | 0.096428 |  | 0.057501 |  | 0.15097 |  | 0.05994 |  | 0.079574
| 0.055288 |  | 0.054387 |  | 0.031045 |  | 0.095167 |  | 0.056504 |  | 0.14826 |  | 0.059845 |  | 0.078604
| 0.055109 |  | 0.053032 |  | 0.030983 |  | 0.093933 |  | 0.055594 |  | 0.14572 |  | 0.05913 |  | 0.077549
| 0.054581 |  | 0.052442 |  | 0.030998 |  | 0.093227 |  | 0.05465 |  | 0.1428 |  | 0.05791 |  | 0.076012
| 0.054235 |  | 0.051938 |  | 0.031069 |  | 0.093346 |  | 0.053657 |  | 0.13946 |  | 0.056709 |  | 0.07456
| 0.053665 |  | 0.051418 |  | 0.030996 |  | 0.093218 |  | 0.052737 |  | 0.13666 |  | 0.056139 |  | 0.073739
| 0.052594 |  | 0.051529 |  | 0.030987 |  | 0.092622 |  | 0.051904 |  | 0.13436 |  | 0.055439 |  | 0.07293
| 0.051635 |  | 0.051066 |  | 0.031327 |  | 0.091543 |  | 0.051092 |  | 0.13171 |  | 0.05474 |  | 0.071173
| 0.050495 |  | 0.049946 |  | 0.031557 |  | 0.090326 |  | 0.050297 |  | 0.12903 |  | 0.053561 |  | 0.070128
| 0.049203 |  | 0.04972 |  | 0.031355 |  | 0.089313 |  | 0.049552 |  | 0.12636 |  | 0.052615 |  | 0.069251
| 0.048836 |  | 0.049662 |  | 0.031144 |  | 0.088828 |  | 0.048473 |  | 0.1225 |  | 0.051813 |  | 0.067145
| 0.048934 |  | 0.048986 |  | 0.031238 |  | 0.086965 |  | 0.047184 |  | 0.11848 |  | 0.050278 |  | 0.065632
| 0.049159 |  | 0.048377 |  | 0.031294 |  | 0.085286 |  | 0.046365 |  | 0.11597 |  | 0.049182 |  | 0.064822
| 0.048923 |  | 0.048453 |  | 0.03116 |  | 0.084757 |  | 0.045555 |  | 0.11383 |  | 0.048294 |  | 0.063447
| 0.048445 |  | 0.048119 |  | 0.031211 |  | 0.084405 |  | 0.044778 |  | 0.1113 |  | 0.047468 |  | 0.06263
| 0.047655 |  | 0.046781 |  | 0.031356 |  | 0.084324 |  | 0.044015 |  | 0.10852 |  | 0.046692 |  | 0.06188
| 0.047573 |  | 0.046421 |  | 0.031178 |  | 0.083795 |  | 0.04326 |  | 0.10654 |  | 0.045918 |  | 0.060499
| 0.047572 |  | 0.046567 |  | 0.031069 |  | 0.083358 |  | 0.042518 |  | 0.10467 |  | 0.045028 |  | 0.059646
| 0.046736 |  | 0.046361 |  | 0.031209 |  | 0.082784 |  | 0.041779 |  | 0.10249 |  | 0.0437 |  | 0.059065
| 0.04617 |  | 0.045879 |  | 0.031198 |  | 0.081366 |  | 0.041053 |  | 0.10052 |  | 0.042787 |  | 0.057628
| 0.046058 |  | 0.045433 |  | 0.030941 |  | 0.08024 |  | 0.04032 |  | 0.098637 |  | 0.042322 |  | 0.056226
| 0.04603 |  | 0.044934 |  | 0.030928 |  | 0.079577 |  | 0.039597 |  | 0.096024 |  | 0.041192 |  | 0.055224
| 0.04565 |  | 0.044385 |  | 0.031293 |  | 0.078691 |  | 0.038917 |  | 0.093968 |  | 0.040187 |  | 0.054487
| 0.044864 |  | 0.044164 |  | 0.03103 |  | 0.078032 |  | 0.038211 |  | 0.092143 |  | 0.039446 |  | 0.05373
| 0.044646 |  | 0.04378 |  | 0.030788 |  | 0.077723 |  | 0.037494 |  | 0.090287 |  | 0.038366 |  | 0.052592
| 0.044905 |  | 0.043327 |  | 0.030829 |  | 0.077998 |  | 0.036859 |  | 0.088751 |  | 0.037467 |  | 0.051592
| 0.044756 |  | 0.04286 |  | 0.030727 |  | 0.078291 |  | 0.036207 |  | 0.086669 |  | 0.036706 |  | 0.05073
| 0.04448 |  | 0.042289 |  | 0.030795 |  | 0.07816 |  | 0.035607 |  | 0.085105 |  | 0.035563 |  | 0.0497
| 0.04441 |  | 0.041293 |  | 0.030622 |  | 0.077855 |  | 0.035136 |  | 0.083889 |  | 0.034773 |  | 0.048554
| 0.044575 |  | 0.0409 |  | 0.030276 |  | 0.076969 |  | 0.034557 |  | 0.082753 |  | 0.034154 |  | 0.047539
| 0.044483 |  | 0.040738 |  | 0.030407 |  | 0.075443 |  | 0.033882 |  | 0.081257 |  | 0.033347 |  | 0.046428
| 0.04342 |  | 0.039946 |  | 0.030523 |  | 0.074046 |  | 0.033274 |  | 0.07962 |  | 0.032646 |  | 0.045481
| 0.043338 |  | 0.039827 |  | 0.030409 |  | 0.07296 |  | 0.032792 |  | 0.078111 |  | 0.031863 |  | 0.04479
| 0.043958 |  | 0.039687 |  | 0.030444 |  | 0.072451 |  | 0.032326 |  | 0.076697 |  | 0.031071 |  | 0.043906
| 0.043949 |  | 0.039207 |  | 0.030471 |  | 0.072502 |  | 0.031862 |  | 0.075643 |  | 0.030202 |  | 0.04298
| 0.043791 |  | 0.038498 |  | 0.03038 |  | 0.072131 |  | 0.031465 |  | 0.074505 |  | 0.02953 |  | 0.042241
| 0.04399 |  | 0.03804 |  | 0.030589 |  | 0.071641 |  | 0.031096 |  | 0.07373 |  | 0.02916 |  | 0.041272
| 0.044259 |  | 0.037975 |  | 0.030811 |  | 0.071183 |  | 0.030687 |  | 0.072745 |  | 0.02856 |  | 0.040354
| 0.043951 |  | 0.037519 |  | 0.030621 |  | 0.070694 |  | 0.030342 |  | 0.071466 |  | 0.027948 |  | 0.039792
| 0.043348 |  | 0.036505 |  | 0.030445 |  | 0.069923 |  | 0.030029 |  | 0.070769 |  | 0.027397 |  | 0.039242
| 0.04273 |  | 0.03643 |  | 0.03049 |  | 0.068924 |  | 0.029673 |  | 0.070302 |  | 0.026965 |  | 0.038406
| 0.042649 |  | 0.036662 |  | 0.030474 |  | 0.068173 |  | 0.029382 |  | 0.069316 |  | 0.026495 |  | 0.037836
| 0.042281 |  | 0.036576 |  | 0.030551 |  | 0.067532 |  | 0.029073 |  | 0.068363 |  | 0.025896 |  | 0.037403
| 0.041598 |  | 0.036026 |  | 0.030818 |  | 0.067402 |  | 0.028768 |  | 0.067368 |  | 0.02563 |  | 0.036338
| 0.041374 |  | 0.035235 |  | 0.030781 |  | 0.067363 |  | 0.028514 |  | 0.066493 |  | 0.025306 |  | 0.035348
| 0.041514 |  | 0.034806 |  | 0.03068 |  | 0.067589 |  | 0.028268 |  | 0.06604 |  | 0.024654 |  | 0.034617
| 0.041425 |  | 0.034299 |  | 0.030865 |  | 0.067992 |  | 0.028015 |  | 0.065381 |  | 0.024207 |  | 0.034274
| 0.040939 |  | 0.034332 |  | 0.031077 |  | 0.067865 |  | 0.027771 |  | 0.064427 |  | 0.023877 |  | 0.034055
| 0.040422 |  | 0.034213 |  | 0.031352 |  | 0.06769 |  | 0.027623 |  | 0.063517 |  | 0.023455 |  | 0.033319
| 0.040053 |  | 0.033969 |  | 0.031392 |  | 0.067893 |  | 0.027489 |  | 0.063212 |  | 0.022938 |  | 0.032551
| 0.03986 |  | 0.033751 |  | 0.031404 |  | 0.068099 |  | 0.027226 |  | 0.062945 |  | 0.022808 |  | 0.032002
| 0.039169 |  | 0.033187 |  | 0.031553 |  | 0.06815 |  | 0.027019 |  | 0.061939 |  | 0.022786 |  | 0.031558
| 0.038858 |  | 0.033057 |  | 0.031582 |  | 0.067772 |  | 0.026914 |  | 0.061058 |  | 0.022576 |  | 0.031104
| 0.039308 |  | 0.032914 |  | 0.031594 |  | 0.067533 |  | 0.026794 |  | 0.06045 |  | 0.022181 |  | 0.030508
| 0.039307 |  | 0.032129 |  | 0.031698 |  | 0.067606 |  | 0.026623 |  | 0.059809 |  | 0.02172 |  | 0.029718
| 0.038978 |  | 0.031655 |  | 0.031815 |  | 0.067405 |  | 0.02649 |  | 0.059046 |  | 0.021506 |  | 0.029401
| 0.038804 |  | 0.03157 |  | 0.031869 |  | 0.067144 |  | 0.026417 |  | 0.058036 |  | 0.021259 |  | 0.029247
| 0.038837 |  | 0.031039 |  | 0.031856 |  | 0.066883 |  | 0.026273 |  | 0.057735 |  | 0.02114 |  | 0.028835
| 0.038772 |  | 0.030681 |  | 0.031972 |  | 0.066462 |  | 0.02613 |  | 0.057493 |  | 0.020962 |  | 0.028019
| 0.038637 |  | 0.030769 |  | 0.032071 |  | 0.066065 |  | 0.026034 |  | 0.056844 |  | 0.020895 |  | 0.027423
| 0.038462 |  | 0.030738 |  | 0.031976 |  | 0.066401 |  | 0.025906 |  | 0.055915 |  | 0.020686 |  | 0.027035
| 0.038042 |  | 0.030636 |  | 0.032211 |  | 0.066808 |  | 0.025782 |  | 0.055268 |  | 0.020063 |  | 0.026454
| 0.037453 |  | 0.030307 |  | 0.032267 |  | 0.066766 |  | 0.02563 |  | 0.05461 |  | 0.01992 |  | 0.026236
| 0.036881 |  | 0.029987 |  | 0.03216 |  | 0.066728 |  | 0.025534 |  | 0.05362 |  | 0.019864 |  | 0.025832
| 0.036896 |  | 0.029945 |  | 0.032185 |  | 0.066664 |  | 0.025494 |  | 0.053067 |  | 0.019681 |  | 0.025186
| 0.037175 |  | 0.029818 |  | 0.032215 |  | 0.066667 |  | 0.025409 |  | 0.052349 |  | 0.019715 |  | 0.02496
| 0.037092 |  | 0.0296 |  | 0.032366 |  | 0.066897 |  | 0.025351 |  | 0.051454 |  | 0.019503 |  | 0.025163
| 0.037074 |  | 0.029257 |  | 0.032271 |  | 0.067302 |  | 0.025219 |  | 0.050782 |  | 0.019282 |  | 0.024939
| 0.036851 |  | 0.028859 |  | 0.032274 |  | 0.067727 |  | 0.025095 |  | 0.05015 |  | 0.019346 |  | 0.024324
| 0.037136 |  | 0.029129 |  | 0.032367 |  | 0.067978 |  | 0.025068 |  | 0.049753 |  | 0.019023 |  | 0.024034
| 0.037396 |  | 0.02907 |  | 0.032303 |  | 0.067981 |  | 0.025027 |  | 0.049033 |  | 0.01893 |  | 0.023812
| 0.037271 |  | 0.028554 |  | 0.032402 |  | 0.068366 |  | 0.024983 |  | 0.047787 |  | 0.019107 |  | 0.023261
| 0.037305 |  | 0.028576 |  | 0.032452 |  | 0.06906 |  | 0.02497 |  | 0.047147 |  | 0.018841 |  | 0.022979
| 0.036514 |  | 0.028353 |  | 0.032257 |  | 0.069666 |  | 0.02495 |  | 0.046637 |  | 0.01858 |  | 0.023015
| 0.035943 |  | 0.028446 |  | 0.03226 |  | 0.07007 |  | 0.024972 |  | 0.045937 |  | 0.018405 |  | 0.022798
| 0.035889 |  | 0.028762 |  | 0.03254 |  | 0.070165 |  | 0.024925 |  | 0.045493 |  | 0.018257 |  | 0.022339
| 0.035666 |  | 0.028713 |  | 0.032594 |  | 0.07035 |  | 0.024931 |  | 0.04514 |  | 0.018218 |  | 0.022066
| 0.035267 |  | 0.028651 |  | 0.032534 |  | 0.070706 |  | 0.024953 |  | 0.044395 |  | 0.018182 |  | 0.02221
| 0.035467 |  | 0.028372 |  | 0.032587 |  | 0.070936 |  | 0.02494 |  | 0.043787 |  | 0.017927 |  | 0.022026
| 0.036028 |  | 0.028264 |  | 0.032417 |  | 0.071367 |  | 0.02498 |  | 0.043439 |  | 0.017841 |  | 0.021625
| 0.036239 |  | 0.028689 |  | 0.032378 |  | 0.071812 |  | 0.024973 |  | 0.042655 |  | 0.017738 |  | 0.021541
| 0.036475 |  | 0.028922 |  | 0.032464 |  | 0.072131 |  | 0.024985 |  | 0.041947 |  | 0.017661 |  | 0.021255
| 0.036247 |  | 0.028845 |  | 0.032417 |  | 0.072449 |  | 0.025005 |  | 0.041592 |  | 0.017594 |  | 0.020929
| 0.035748 |  | 0.028876 |  | 0.03265 |  | 0.072697 |  | 0.024965 |  | 0.041099 |  | 0.017658 |  | 0.02082
| 0.035786 |  | 0.02872 |  | 0.032788 |  | 0.072701 |  | 0.024952 |  | 0.040682 |  | 0.017735 |  | 0.020816
| 0.035911 |  | 0.028554 |  | 0.032881 |  | 0.072459 |  | 0.024954 |  | 0.039961 |  | 0.017348 |  | 0.020415
| 0.035613 |  | 0.028711 |  | 0.032968 |  | 0.072376 |  | 0.024957 |  | 0.039303 |  | 0.017074 |  | 0.02005
| 0.035004 |  | 0.028645 |  | 0.032832 |  | 0.072602 |  | 0.024934 |  | 0.039085 |  | 0.017211 |  | 0.01985
| 0.034976 |  | 0.028363 |  | 0.032713 |  | 0.072855 |  | 0.024943 |  | 0.038607 |  | 0.017298 |  | 0.019893
| 0.035435 |  | 0.028268 |  | 0.032775 |  | 0.073238 |  | 0.024953 |  | 0.038096 |  | 0.017089 |  | 0.019792
| 0.03537 |  | 0.02876 |  | 0.032627 |  | 0.073554 |  | 0.024997 |  | 0.03769 |  | 0.017115 |  | 0.019441
| 0.035417 |  | 0.028861 |  | 0.032549 |  | 0.07378 |  | 0.025044 |  | 0.037189 |  | 0.017106 |  | 0.019325
| 0.035391 |  | 0.028596 |  | 0.032906 |  | 0.074121 |  | 0.025103 |  | 0.036721 |  | 0.016822 |  | 0.019209
| 0.035519 |  | 0.028692 |  | 0.033168 |  | 0.074395 |  | 0.025277 |  | 0.036641 |  | 0.01679 |  | 0.019339
| 0.035671 |  | 0.028717 |  | 0.033259 |  | 0.07464 |  | 0.025467 |  | 0.036447 |  | 0.016923 |  | 0.01949
| 0.035549 |  | 0.029054 |  | 0.033364 |  | 0.074938 |  | 0.025675 |  | 0.03614 |  | 0.016804 |  | 0.019378
| 0.035484 |  | 0.029385 |  | 0.033599 |  | 0.075232 |  | 0.025963 |  | 0.035873 |  | 0.016873 |  | 0.019194
| 0.035709 |  | 0.029669 |  | 0.033788 |  | 0.075462 |  | 0.026213 |  | 0.035933 |  | 0.017116 |  | 0.01901
| 0.03604 |  | 0.030477 |  | 0.034086 |  | 0.075688 |  | 0.026476 |  | 0.036065 |  | 0.017228 |  | 0.018871
| 0.035987 |  | 0.030864 |  | 0.034444 |  | 0.075893 |  | 0.026819 |  | 0.036121 |  | 0.017161 |  | 0.019037
| 0.035948 |  | 0.030779 |  | 0.034789 |  | 0.0761 |  | 0.027169 |  | 0.036234 |  | 0.017244 |  | 0.019393
| 0.03614 |  | 0.031011 |  | 0.035307 |  | 0.076438 |  | 0.027574 |  | 0.036 |  | 0.017286 |  | 0.019458
| 0.036364 |  | 0.031499 |  | 0.035778 |  | 0.076803 |  | 0.027972 |  | 0.036309 |  | 0.017491 |  | 0.019294
| 0.036457 |  | 0.031967 |  | 0.036086 |  | 0.077094 |  | 0.028391 |  | 0.03658 |  | 0.017807 |  | 0.019417
| 0.036465 |  | 0.032352 |  | 0.03646 |  | 0.077056 |  | 0.028803 |  | 0.036549 |  | 0.017714 |  | 0.019521
| 0.036843 |  | 0.032442 |  | 0.036837 |  | 0.076885 |  | 0.029204 |  | 0.036739 |  | 0.017821 |  | 0.019546
| 0.037329 |  | 0.032717 |  | 0.036936 |  | 0.077178 |  | 0.029534 |  | 0.036707 |  | 0.018041 |  | 0.019601
| 0.037349 |  | 0.033674 |  | 0.037019 |  | 0.077717 |  | 0.029732 |  | 0.03631 |  | 0.018129 |  | 0.019488
| 0.037262 |  | 0.034063 |  | 0.037237 |  | 0.078033 |  | 0.029929 |  | 0.035956 |  | 0.018132 |  | 0.019383
| 0.037488 |  | 0.034106 |  | 0.037463 |  | 0.078085 |  | 0.030176 |  | 0.036216 |  | 0.018237 |  | 0.019316
| 0.037783 |  | 0.034075 |  | 0.037695 |  | 0.078044 |  | 0.030461 |  | 0.036457 |  | 0.018322 |  | 0.019324
| 0.038017 |  | 0.034086 |  | 0.037765 |  | 0.078162 |  | 0.030726 |  | 0.03603 |  | 0.018147 |  | 0.019263
| 0.03846 |  | 0.034228 |  | 0.037749 |  | 0.078277 |  | 0.030932 |  | 0.035528 |  | 0.018124 |  | 0.019052
| 0.03869 |  | 0.034459 |  | 0.038061 |  | 0.078303 |  | 0.031068 |  | 0.035505 |  | 0.018378 |  | 0.019046
| 0.038743 |  | 0.034636 |  | 0.038054 |  | 0.07844 |  | 0.031147 |  | 0.03549 |  | 0.018343 |  | 0.019196
| 0.039119 |  | 0.034631 |  | 0.037904 |  | 0.078648 |  | 0.031263 |  | 0.035395 |  | 0.018122 |  | 0.019297
| 0.039718 |  | 0.034544 |  | 0.037994 |  | 0.078674 |  | 0.031351 |  | 0.035027 |  | 0.018164 |  | 0.018903
| 0.040163 |  | 0.034216 |  | 0.03795 |  | 0.078749 |  | 0.031514 |  | 0.034572 |  | 0.018098 |  | 0.018579
| 0.04035 |  | 0.034716 |  | 0.037857 |  | 0.078955 |  | 0.031752 |  | 0.034854 |  | 0.018177 |  | 0.018595
| 0.040653 |  | 0.034645 |  | 0.037748 |  | 0.079003 |  | 0.031902 |  | 0.034816 |  | 0.018067 |  | 0.018876
| 0.040638 |  | 0.034235 |  | 0.037747 |  | 0.079074 |  | 0.032006 |  | 0.034493 |  | 0.017928 |  | 0.018785
| 0.041068 |  | 0.034635 |  | 0.037558 |  | 0.079572 |  | 0.032088 |  | 0.034273 |  | 0.018301 |  | 0.0184
| 0.041657 |  | 0.034879 |  | 0.037543 |  | 0.080272 |  | 0.032226 |  | 0.034299 |  | 0.018485 |  | 0.018581
| 0.041898 |  | 0.035188 |  | 0.037583 |  | 0.08101 |  | 0.032371 |  | 0.034141 |  | 0.018247 |  | 0.018663
| 0.041725 |  | 0.034898 |  | 0.03727 |  | 0.081867 |  | 0.032421 |  | 0.03382 |  | 0.01819 |  | 0.01863
| 0.042112 |  | 0.03471 |  | 0.037222 |  | 0.083011 |  | 0.032539 |  | 0.033746 |  | 0.018496 |  | 0.018472
| 0.043265 |  | 0.035 |  | 0.037219 |  | 0.084495 |  | 0.032645 |  | 0.033235 |  | 0.018422 |  | 0.018169
| 0.043532 |  | 0.034957 |  | 0.036827 |  | 0.085728 |  | 0.032665 |  | 0.032885 |  | 0.018396 |  | 0.018012
| 0.043776 |  | 0.034458 |  | 0.036341 |  | 0.086716 |  | 0.032683 |  | 0.032658 |  | 0.018202 |  | 0.017807
| 0.044423 |  | 0.034278 |  | 0.036017 |  | 0.087888 |  | 0.032704 |  | 0.032591 |  | 0.0181 |  | 0.017637
| 0.044879 |  | 0.034821 |  | 0.035961 |  | 0.089077 |  | 0.032755 |  | 0.032412 |  | 0.018224 |  | 0.017562
| 0.045077 |  | 0.034558 |  | 0.03591 |  | 0.090512 |  | 0.03277 |  | 0.032142 |  | 0.0181 |  | 0.017428
| 0.045569 |  | 0.034174 |  | 0.035563 |  | 0.09206 |  | 0.032754 |  | 0.032063 |  | 0.018259 |  | 0.017319
| 0.046003 |  | 0.034295 |  | 0.035227 |  | 0.093479 |  | 0.032798 |  | 0.031661 |  | 0.018377 |  | 0.017175
| 0.0466 |  | 0.033834 |  | 0.034881 |  | 0.094471 |  | 0.032824 |  | 0.031253 |  | 0.018136 |  | 0.017132
| 0.047224 |  | 0.033647 |  | 0.034729 |  | 0.095097 |  | 0.032798 |  | 0.030879 |  | 0.018262 |  | 0.017039
| 0.047278 |  | 0.034126 |  | 0.034496 |  | 0.096046 |  | 0.032847 |  | 0.0307 |  | 0.018412 |  | 0.017075
| 0.047667 |  | 0.03443 |  | 0.034266 |  | 0.09699 |  | 0.033051 |  | 0.030735 |  | 0.018454 |  | 0.017119
| 0.047852 |  | 0.034203 |  | 0.034224 |  | 0.097469 |  | 0.033298 |  | 0.030693 |  | 0.018912 |  | 0.016955
| 0.048297 |  | 0.034353 |  | 0.034266 |  | 0.097451 |  | 0.033534 |  | 0.030969 |  | 0.018928 |  | 0.01707
| 0.049244 |  | 0.034602 |  | 0.034599 |  | 0.097679 |  | 0.033879 |  | 0.031262 |  | 0.018886 |  | 0.017317
| 0.050247 |  | 0.034748 |  | 0.034852 |  | 0.098718 |  | 0.034327 |  | 0.031407 |  | 0.019418 |  | 0.017604
| 0.051241 |  | 0.035462 |  | 0.035002 |  | 0.099752 |  | 0.034819 |  | 0.031459 |  | 0.019594 |  | 0.017812
| 0.051236 |  | 0.03638 |  | 0.035147 |  | 0.10038 |  | 0.035419 |  | 0.03167 |  | 0.019892 |  | 0.017948
| 0.051314 |  | 0.036544 |  | 0.035308 |  | 0.10063 |  | 0.036018 |  | 0.031993 |  | 0.020449 |  | 0.018335
| 0.052076 |  | 0.036301 |  | 0.035738 |  | 0.1004 |  | 0.036706 |  | 0.032421 |  | 0.020882 |  | 0.018723
| 0.052307 |  | 0.037412 |  | 0.036402 |  | 0.099931 |  | 0.037507 |  | 0.033064 |  | 0.021299 |  | 0.019039
| 0.052792 |  | 0.039041 |  | 0.036947 |  | 0.09994 |  | 0.038311 |  | 0.033437 |  | 0.021846 |  | 0.019502
| 0.053843 |  | 0.039822 |  | 0.037563 |  | 0.10041 |  | 0.039087 |  | 0.033894 |  | 0.022369 |  | 0.019866
| 0.054707 |  | 0.040454 |  | 0.038119 |  | 0.10109 |  | 0.039915 |  | 0.034554 |  | 0.023074 |  | 0.020317
| 0.055463 |  | 0.041099 |  | 0.038497 |  | 0.10186 |  | 0.040748 |  | 0.035243 |  | 0.023849 |  | 0.020791
| 0.055467 |  | 0.041539 |  | 0.038861 |  | 0.10256 |  | 0.041552 |  | 0.035867 |  | 0.024124 |  | 0.020952
| 0.054765 |  | 0.042257 |  | 0.039248 |  | 0.10338 |  | 0.042355 |  | 0.036516 |  | 0.024642 |  | 0.021226
| 0.055516 |  | 0.043087 |  | 0.039675 |  | 0.10434 |  | 0.043116 |  | 0.037011 |  | 0.025131 |  | 0.021735
| 0.056431 |  | 0.043366 |  | 0.040152 |  | 0.10556 |  | 0.04388 |  | 0.037434 |  | 0.025627 |  | 0.022275
| 0.056115 |  | 0.044148 |  | 0.040526 |  | 0.10635 |  | 0.044576 |  | 0.037759 |  | 0.026177 |  | 0.023004
| 0.056243 |  | 0.045509 |  | 0.040841 |  | 0.10662 |  | 0.045172 |  | 0.03813 |  | 0.026553 |  | 0.023462
| 0.056541 |  | 0.046087 |  | 0.04112 |  | 0.10705 |  | 0.045766 |  | 0.038426 |  | 0.027123 |  | 0.023771
| 0.057259 |  | 0.046567 |  | 0.041128 |  | 0.10785 |  | 0.046326 |  | 0.038356 |  | 0.027566 |  | 0.024238
| 0.057665 |  | 0.046986 |  | 0.041171 |  | 0.10908 |  | 0.046831 |  | 0.038972 |  | 0.028095 |  | 0.024464
| 0.057845 |  | 0.047319 |  | 0.04114 |  | 0.11032 |  | 0.047342 |  | 0.03985 |  | 0.028493 |  | 0.024643
| 0.05885 |  | 0.047675 |  | 0.041171 |  | 0.11123 |  | 0.047874 |  | 0.04004 |  | 0.028782 |  | 0.02505
| 0.059949 |  | 0.047718 |  | 0.041546 |  | 0.11148 |  | 0.048393 |  | 0.040066 |  | 0.029235 |  | 0.025483
| 0.06025 |  | 0.04842 |  | 0.041821 |  | 0.1114 |  | 0.048918 |  | 0.040719 |  | 0.029864 |  | 0.025913
| 0.060668 |  | 0.049477 |  | 0.041725 |  | 0.11176 |  | 0.049413 |  | 0.041209 |  | 0.029912 |  | 0.026369
| 0.061424 |  | 0.049892 |  | 0.041809 |  | 0.11273 |  | 0.049877 |  | 0.041072 |  | 0.029958 |  | 0.026654
| 0.062124 |  | 0.050284 |  | 0.041937 |  | 0.11347 |  | 0.050363 |  | 0.041435 |  | 0.030732 |  | 0.02697
| 0.062453 |  | 0.050433 |  | 0.041709 |  | 0.11348 |  | 0.050878 |  | 0.041888 |  | 0.031327 |  | 0.027214
| 0.062559 |  | 0.050677 |  | 0.04181 |  | 0.11316 |  | 0.051332 |  | 0.042146 |  | 0.031499 |  | 0.027546
| 0.063184 |  | 0.051138 |  | 0.041944 |  | 0.11356 |  | 0.051772 |  | 0.042503 |  | 0.032045 |  | 0.028346
| 0.063815 |  | 0.051694 |  | 0.042126 |  | 0.11409 |  | 0.052214 |  | 0.04288 |  | 0.032895 |  | 0.028616
| 0.064656 |  | 0.052327 |  | 0.042187 |  | 0.11448 |  | 0.052614 |  | 0.043385 |  | 0.033011 |  | 0.028763
| 0.065234 |  | 0.052873 |  | 0.041994 |  | 0.11535 |  | 0.053068 |  | 0.043448 |  | 0.033383 |  | 0.029408
| 0.065868 |  | 0.05333 |  | 0.042145 |  | 0.11633 |  | 0.053534 |  | 0.043487 |  | 0.033858 |  | 0.029909
| 0.066675 |  | 0.053886 |  | 0.042147 |  | 0.11725 |  | 0.053965 |  | 0.044049 |  | 0.033955 |  | 0.030273
| 0.066997 |  | 0.054025 |  | 0.042137 |  | 0.11818 |  | 0.054382 |  | 0.044713 |  | 0.034436 |  | 0.030601
| 0.067356 |  | 0.054305 |  | 0.042198 |  | 0.11873 |  | 0.054821 |  | 0.045375 |  | 0.035054 |  | 0.030957
| 0.067494 |  | 0.055012 |  | 0.042338 |  | 0.11878 |  | 0.055285 |  | 0.045539 |  | 0.035561 |  | 0.031269
| 0.067504 |  | 0.05542 |  | 0.042534 |  | 0.1186 |  | 0.055827 |  | 0.045557 |  | 0.036186 |  | 0.031718
| 0.067818 |  | 0.055602 |  | 0.042532 |  | 0.11899 |  | 0.056354 |  | 0.046275 |  | 0.036901 |  | 0.032247
| 0.068398 |  | 0.055749 |  | 0.042428 |  | 0.1197 |  | 0.056811 |  | 0.046656 |  | 0.037097 |  | 0.03238
| 0.069031 |  | 0.056793 |  | 0.042495 |  | 0.12009 |  | 0.057363 |  | 0.046822 |  | 0.037212 |  | 0.032864
| 0.069798 |  | 0.057417 |  | 0.042663 |  | 0.1207 |  | 0.05794 |  | 0.047328 |  | 0.037857 |  | 0.033631
| 0.070155 |  | 0.058011 |  | 0.042805 |  | 0.12259 |  | 0.058455 |  | 0.047746 |  | 0.038594 |  | 0.034099
| 0.070357 |  | 0.059032 |  | 0.042868 |  | 0.12435 |  | 0.058966 |  | 0.048221 |  | 0.039065 |  | 0.034847
| 0.071005 |  | 0.059572 |  | 0.04308 |  | 0.12532 |  | 0.059562 |  | 0.048742 |  | 0.039357 |  | 0.035246
| 0.071805 |  | 0.05966 |  | 0.043129 |  | 0.12607 |  | 0.060187 |  | 0.049142 |  | 0.039847 |  | 0.03543
| 0.072457 |  | 0.059958 |  | 0.043051 |  | 0.12641 |  | 0.060816 |  | 0.049823 |  | 0.040471 |  | 0.036165
| 0.072569 |  | 0.060723 |  | 0.043359 |  | 0.12709 |  | 0.061481 |  | 0.050416 |  | 0.041217 |  | 0.036703
| 0.072721 |  | 0.061444 |  | 0.043239 |  | 0.12701 |  | 0.06218 |  | 0.051147 |  | 0.042057 |  | 0.03738
| 0.073385 |  | 0.062196 |  | 0.043449 |  | 0.12659 |  | 0.062903 |  | 0.051885 |  | 0.042272 |  | 0.037989
| 0.074113 |  | 0.06284 |  | 0.043765 |  | 0.12714 |  | 0.063662 |  | 0.052358 |  | 0.042955 |  | 0.038203
| 0.07466 |  | 0.06367 |  | 0.04391 |  | 0.12789 |  | 0.064393 |  | 0.052807 |  | 0.043714 |  | 0.039181
| 0.075369 |  | 0.064059 |  | 0.044676 |  | 0.12902 |  | 0.065127 |  | 0.053223 |  | 0.044318 |  | 0.039909
| 0.076282 |  | 0.064341 |  | 0.04494 |  | 0.12983 |  | 0.065991 |  | 0.054114 |  | 0.045053 |  | 0.040072
| 0.077115 |  | 0.064795 |  | 0.044956 |  | 0.13049 |  | 0.06682 |  | 0.054851 |  | 0.045584 |  | 0.040941
| 0.077538 |  | 0.065642 |  | 0.04513 |  | 0.13182 |  | 0.067468 |  | 0.055254 |  | 0.046322 |  | 0.041985
| 0.077734 |  | 0.066512 |  | 0.045029 |  | 0.13242 |  | 0.067867 |  | 0.055747 |  | 0.047028 |  | 0.042408
| 0.077764 |  | 0.066445 |  | 0.045068 |  | 0.13141 |  | 0.068237 |  | 0.05631 |  | 0.047523 |  | 0.042542
| 0.07812 |  | 0.066702 |  | 0.044994 |  | 0.13052 |  | 0.068646 |  | 0.056634 |  | 0.047887 |  | 0.042958
| 0.078876 |  | 0.067368 |  | 0.0448 |  | 0.13094 |  | 0.068992 |  | 0.057001 |  | 0.047894 |  | 0.043692
| 0.079458 |  | 0.067912 |  | 0.044558 |  | 0.13161 |  | 0.069356 |  | 0.057552 |  | 0.048347 |  | 0.044107
| 0.079892 |  | 0.068229 |  | 0.044475 |  | 0.1323 |  | 0.069949 |  | 0.058019 |  | 0.049442 |  | 0.044528
| 0.080904 |  | 0.068636 |  | 0.04475 |  | 0.13303 |  | 0.07069 |  | 0.058724 |  | 0.049871 |  | 0.045253
| 0.082093 |  | 0.068753 |  | 0.045019 |  | 0.13413 |  | 0.071426 |  | 0.059594 |  | 0.050651 |  | 0.046046
| 0.082588 |  | 0.069506 |  | 0.045456 |  | 0.1347 |  | 0.072077 |  | 0.060052 |  | 0.051316 |  | 0.046649
| 0.083192 |  | 0.070479 |  | 0.045621 |  | 0.13464 |  | 0.072725 |  | 0.060513 |  | 0.051487 |  | 0.047013
| 0.083713 |  | 0.071046 |  | 0.045325 |  | 0.13512 |  | 0.0734 |  | 0.061326 |  | 0.05204 |  | 0.047359
| 0.083637 |  | 0.071893 |  | 0.045385 |  | 0.135 |  | 0.074089 |  | 0.061972 |  | 0.052731 |  | 0.048305
| 0.084122 |  | 0.072603 |  | 0.045612 |  | 0.1343 |  | 0.07485 |  | 0.062767 |  | 0.053447 |  | 0.049042
| 0.084704 |  | 0.072939 |  | 0.045705 |  | 0.13348 |  | 0.075488 |  | 0.063453 |  | 0.053823 |  | 0.049363
| 0.08447 |  | 0.07304 |  | 0.0459 |  | 0.13354 |  | 0.076118 |  | 0.063778 |  | 0.054157 |  | 0.050324
| 0.08488 |  | 0.073441 |  | 0.04632 |  | 0.13401 |  | 0.076778 |  | 0.064319 |  | 0.055008 |  | 0.051163
| 0.085608 |  | 0.074512 |  | 0.0467 |  | 0.13404 |  | 0.077469 |  | 0.064998 |  | 0.055585 |  | 0.051878
| 0.085997 |  | 0.075059 |  | 0.046605 |  | 0.13468 |  | 0.078129 |  | 0.06578 |  | 0.056109 |  | 0.052628
| 0.086503 |  | 0.075188 |  | 0.046578 |  | 0.13462 |  | 0.078739 |  | 0.066765 |  | 0.056883 |  | 0.053245
| 0.08672 |  | 0.076045 |  | 0.04666 |  | 0.13429 |  | 0.079484 |  | 0.067426 |  | 0.057819 |  | 0.053583
| 0.086867 |  | 0.076504 |  | 0.046535 |  | 0.13463 |  | 0.080233 |  | 0.067968 |  | 0.058337 |  | 0.054139
| 0.087138 |  | 0.076529 |  | 0.046572 |  | 0.13476 |  | 0.080916 |  | 0.068987 |  | 0.058602 |  | 0.055175
| 0.08731 |  | 0.07693 |  | 0.046753 |  | 0.13452 |  | 0.081654 |  | 0.069611 |  | 0.059172 |  | 0.056219
| 0.087498 |  | 0.077949 |  | 0.047099 |  | 0.13491 |  | 0.082424 |  | 0.070016 |  | 0.05971 |  | 0.056663
| 0.087826 |  | 0.079096 |  | 0.047438 |  | 0.13534 |  | 0.083201 |  | 0.070842 |  | 0.060767 |  | 0.056914
| 0.088026 |  | 0.079249 |  | 0.047616 |  | 0.13515 |  | 0.083994 |  | 0.071649 |  | 0.061828 |  | 0.0578
| 0.088108 |  | 0.07923 |  | 0.047718 |  | 0.13512 |  | 0.08484 |  | 0.072544 |  | 0.062416 |  | 0.058773
| 0.088087 |  | 0.080151 |  | 0.047835 |  | 0.13599 |  | 0.08563 |  | 0.07316 |  | 0.063038 |  | 0.059565
| 0.088421 |  | 0.081159 |  | 0.048125 |  | 0.13596 |  | 0.086415 |  | 0.07367 |  | 0.06385 |  | 0.060118
| 0.089487 |  | 0.081807 |  | 0.048079 |  | 0.13498 |  | 0.087118 |  | 0.074587 |  | 0.064519 |  | 0.060574
| 0.090486 |  | 0.081949 |  | 0.047804 |  | 0.13528 |  | 0.087636 |  | 0.075056 |  | 0.064562 |  | 0.061447
| 0.091098 |  | 0.08212 |  | 0.047856 |  | 0.13589 |  | 0.08813 |  | 0.075306 |  | 0.064929 |  | 0.06216
| 0.091882 |  | 0.082219 |  | 0.048257 |  | 0.13655 |  | 0.088596 |  | 0.076204 |  | 0.065944 |  | 0.062658
| 0.092437 |  | 0.082639 |  | 0.048262 |  | 0.13737 |  | 0.089087 |  | 0.077029 |  | 0.066435 |  | 0.063074
| 0.092311 |  | 0.083794 |  | 0.048094 |  | 0.13765 |  | 0.089617 |  | 0.077448 |  | 0.066988 |  | 0.063399
| 0.092291 |  | 0.084551 |  | 0.048193 |  | 0.13784 |  | 0.09009 |  | 0.077891 |  | 0.067898 |  | 0.064007
| 0.092702 |  | 0.084518 |  | 0.048245 |  | 0.13854 |  | 0.090546 |  | 0.07861 |  | 0.068343 |  | 0.064711
| 0.093791 |  | 0.084433 |  | 0.048328 |  | 0.14001 |  | 0.091061 |  | 0.07922 |  | 0.068679 |  | 0.065224
| 0.094585 |  | 0.084727 |  | 0.04838 |  | 0.14144 |  | 0.091622 |  | 0.079172 |  | 0.068685 |  | 0.06606
| 0.095008 |  | 0.085896 |  | 0.048464 |  | 0.14181 |  | 0.092205 |  | 0.079749 |  | 0.06871 |  | 0.066901
| 0.095248 |  | 0.086546 |  | 0.048498 |  | 0.14259 |  | 0.092753 |  | 0.080423 |  | 0.069843 |  | 0.067367
| 0.09538 |  | 0.086678 |  | 0.048631 |  | 0.14352 |  | 0.093409 |  | 0.081038 |  | 0.070842 |  | 0.068092
| 0.095974 |  | 0.08768 |  | 0.048388 |  | 0.14372 |  | 0.094121 |  | 0.082025 |  | 0.07159 |  | 0.068652
| 0.096954 |  | 0.088001 |  | 0.048425 |  | 0.14461 |  | 0.094685 |  | 0.082984 |  | 0.071939 |  | 0.069481
| 0.097731 |  | 0.088317 |  | 0.048827 |  | 0.14554 |  | 0.09526 |  | 0.083719 |  | 0.072333 |  | 0.070324
| 0.098857 |  | 0.088862 |  | 0.048827 |  | 0.14602 |  | 0.095722 |  | 0.083973 |  | 0.073458 |  | 0.071071
| 0.099718 |  | 0.089343 |  | 0.048783 |  | 0.14617 |  | 0.096115 |  | 0.08415 |  | 0.074145 |  | 0.071284
| 0.10035 |  | 0.089886 |  | 0.048826 |  | 0.14565 |  | 0.09645 |  | 0.084787 |  | 0.074375 |  | 0.071839
| 0.10121 |  | 0.090216 |  | 0.048874 |  | 0.14601 |  | 0.096681 |  | 0.085586 |  | 0.074631 |  | 0.072873
| 0.10141 |  | 0.09051 |  | 0.048668 |  | 0.14718 |  | 0.097172 |  | 0.085955 |  | 0.074715 |  | 0.07337
| 0.10121 |  | 0.091006 |  | 0.048895 |  | 0.14726 |  | 0.097798 |  | 0.0865 |  | 0.075232 |  | 0.073975
| 0.10126 |  | 0.091733 |  | 0.048881 |  | 0.14599 |  | 0.098262 |  | 0.087048 |  | 0.076365 |  | 0.074358
| 0.10177 |  | 0.092186 |  | 0.048871 |  | 0.14462 |  | 0.09869 |  | 0.087413 |  | 0.076781 |  | 0.075413
| 0.10276 |  | 0.092545 |  | 0.049309 |  | 0.14429 |  | 0.099168 |  | 0.087736 |  | 0.077298 |  | 0.076429
| 0.10362 |  | 0.09227 |  | 0.049417 |  | 0.14458 |  | 0.099603 |  | 0.088396 |  | 0.078122 |  | 0.076728
| 0.10437 |  | 0.093088 |  | 0.049335 |  | 0.14471 |  | 0.10016 |  | 0.089383 |  | 0.078507 |  | 0.077255
| 0.10585 |  | 0.094327 |  | 0.049247 |  | 0.14467 |  | 0.10065 |  | 0.08963 |  | 0.079199 |  | 0.077888
| 0.10729 |  | 0.094481 |  | 0.049316 |  | 0.14466 |  | 0.10114 |  | 0.090126 |  | 0.079802 |  | 0.078692
| 0.1079 |  | 0.094798 |  | 0.049283 |  | 0.14429 |  | 0.10168 |  | 0.090835 |  | 0.080113 |  | 0.079535
| 0.1081 |  | 0.095501 |  | 0.049283 |  | 0.14386 |  | 0.10219 |  | 0.091522 |  | 0.081201 |  | 0.079766
| 0.10813 |  | 0.096273 |  | 0.049606 |  | 0.14369 |  | 0.10277 |  | 0.092414 |  | 0.081927 |  | 0.08023
| 0.10873 |  | 0.097008 |  | 0.049491 |  | 0.14435 |  | 0.10331 |  | 0.092783 |  | 0.082079 |  | 0.081426
| 0.11055 |  | 0.097901 |  | 0.0495 |  | 0.14511 |  | 0.10372 |  | 0.093188 |  | 0.082966 |  | 0.082276
| 0.11167 |  | 0.098234 |  | 0.049846 |  | 0.1448 |  | 0.10425 |  | 0.093693 |  | 0.083438 |  | 0.083272
| 0.11183 |  | 0.097885 |  | 0.049733 |  | 0.14389 |  | 0.1047 |  | 0.094426 |  | 0.08352 |  | 0.083865
| 0.11231 |  | 0.098207 |  | 0.049586 |  | 0.14402 |  | 0.10515 |  | 0.094945 |  | 0.084036 |  | 0.083978
| 0.11361 |  | 0.099661 |  | 0.049538 |  | 0.14545 |  | 0.10571 |  | 0.095352 |  | 0.084495 |  | 0.084774
| 0.11518 |  | 0.1002 |  | 0.049787 |  | 0.1467 |  | 0.10617 |  | 0.095924 |  | 0.085276 |  | 0.085813
| 0.11583 |  | 0.099804 |  | 0.050158 |  | 0.14717 |  | 0.1066 |  | 0.096317 |  | 0.085597 |  | 0.08657
| 0.11522 |  | 0.10045 |  | 0.050233 |  | 0.14782 |  | 0.10703 |  | 0.096864 |  | 0.086374 |  | 0.086833
| 0.11551 |  | 0.10152 |  | 0.050403 |  | 0.14903 |  | 0.10782 |  | 0.097798 |  | 0.087796 |  | 0.087455
| 0.11629 |  | 0.10214 |  | 0.050209 |  | 0.15042 |  | 0.10836 |  | 0.09841 |  | 0.087993 |  | 0.088404
| 0.11648 |  | 0.10285 |  | 0.050262 |  | 0.15184 |  | 0.10889 |  | 0.099254 |  | 0.088479 |  | 0.089241
| 0.11667 |  | 0.10301 |  | 0.05057 |  | 0.15307 |  | 0.10941 |  | 0.1003 |  | 0.088918 |  | 0.089908
| 0.11646 |  | 0.10387 |  | 0.050543 |  | 0.15362 |  | 0.10993 |  | 0.10053 |  | 0.089267 |  | 0.090773
| 0.11696 |  | 0.10477 |  | 0.0505 |  | 0.15295 |  | 0.11038 |  | 0.10056 |  | 0.090074 |  | 0.091666
| 0.11776 |  | 0.10471 |  | 0.050505 |  | 0.15147 |  | 0.11048 |  | 0.101 |  | 0.090608 |  | 0.091883
| 0.11781 |  | 0.10502 |  | 0.050374 |  | 0.14979 |  | 0.11042 |  | 0.10118 |  | 0.090707 |  | 0.091982
| 0.1179 |  | 0.10547 |  | 0.050045 |  | 0.14833 |  | 0.11038 |  | 0.10099 |  | 0.090602 |  | 0.092231
| 0.11841 |  | 0.10521 |  | 0.049966 |  | 0.14778 |  | 0.11039 |  | 0.10087 |  | 0.090826 |  | 0.092245
| 0.11923 |  | 0.10477 |  | 0.050195 |  | 0.14814 |  | 0.11051 |  | 0.10161 |  | 0.091138 |  | 0.092377
| 0.11959 |  | 0.10493 |  | 0.050243 |  | 0.14887 |  | 0.11088 |  | 0.10289 |  | 0.091446 |  | 0.092952
| 0.11898 |  | 0.10551 |  | 0.050259 |  | 0.14969 |  | 0.11144 |  | 0.10321 |  | 0.091842 |  | 0.093647
| 0.11828 |  | 0.10644 |  | 0.050396 |  | 0.15031 |  | 0.11189 |  | 0.10306 |  | 0.092084 |  | 0.094124
| 0.11833 |  | 0.1071 |  | 0.050398 |  | 0.15034 |  | 0.11228 |  | 0.10353 |  | 0.092533 |  | 0.094648
| 0.11909 |  | 0.1068 |  | 0.050585 |  | 0.14984 |  | 0.11261 |  | 0.10408 |  | 0.09267 |  | 0.095111
| 0.11963 |  | 0.10772 |  | 0.050572 |  | 0.14929 |  | 0.11286 |  | 0.10374 |  | 0.09298 |  | 0.095712
| 0.12015 |  | 0.10829 |  | 0.050387 |  | 0.14901 |  | 0.11311 |  | 0.10409 |  | 0.093718 |  | 0.096351
| 0.12084 |  | 0.10748 |  | 0.050517 |  | 0.14904 |  | 0.11342 |  | 0.10501 |  | 0.093817 |  | 0.096866
| 0.12092 |  | 0.10788 |  | 0.050401 |  | 0.14964 |  | 0.11363 |  | 0.10511 |  | 0.093911 |  | 0.09706
| 0.12092 |  | 0.10838 |  | 0.050246 |  | 0.15091 |  | 0.11381 |  | 0.10557 |  | 0.094499 |  | 0.096899
| 0.12053 |  | 0.10877 |  | 0.050293 |  | 0.15187 |  | 0.11409 |  | 0.10619 |  | 0.095075 |  | 0.096779
| 0.12033 |  | 0.10933 |  | 0.05018 |  | 0.15242 |  | 0.11425 |  | 0.10657 |  | 0.095389 |  | 0.097215
| 0.12036 |  | 0.10968 |  | 0.050431 |  | 0.15291 |  | 0.11452 |  | 0.10671 |  | 0.095727 |  | 0.097899
| 0.12094 |  | 0.10927 |  | 0.050619 |  | 0.15316 |  | 0.11491 |  | 0.1071 |  | 0.095527 |  | 0.098334
| 0.12171 |  | 0.10993 |  | 0.050619 |  | 0.15362 |  | 0.11527 |  | 0.10764 |  | 0.09571 |  | 0.098984
| 0.12165 |  | 0.11039 |  | 0.050515 |  | 0.1543 |  | 0.11535 |  | 0.10759 |  | 0.096276 |  | 0.099231
| 0.12201 |  | 0.10974 |  | 0.050542 |  | 0.15454 |  | 0.11545 |  | 0.10786 |  | 0.096295 |  | 0.099366
| 0.12288 |  | 0.11039 |  | 0.050446 |  | 0.15418 |  | 0.11554 |  | 0.10793 |  | 0.096388 |  | 0.099519
| 0.12345 |  | 0.11069 |  | 0.050183 |  | 0.15365 |  | 0.11548 |  | 0.1077 |  | 0.09638 |  | 0.099561
| 0.12386 |  | 0.11056 |  | 0.050118 |  | 0.1533 |  | 0.11549 |  | 0.10792 |  | 0.096219 |  | 0.099629
| 0.12414 |  | 0.11083 |  | 0.050073 |  | 0.15295 |  | 0.11593 |  | 0.10847 |  | 0.096367 |  | 0.099744
| 0.12421 |  | 0.1115 |  | 0.050536 |  | 0.15266 |  | 0.11664 |  | 0.10926 |  | 0.097161 |  | 0.10046
| 0.12427 |  | 0.11215 |  | 0.050851 |  | 0.15276 |  | 0.1173 |  | 0.10993 |  | 0.098017 |  | 0.10134
| 0.12501 |  | 0.11235 |  | 0.050942 |  | 0.15268 |  | 0.11776 |  | 0.11014 |  | 0.098122 |  | 0.10144
| 0.1263 |  | 0.11269 |  | 0.051191 |  | 0.15235 |  | 0.11821 |  | 0.11052 |  | 0.099006 |  | 0.10181
| 0.12713 |  | 0.11317 |  | 0.051036 |  | 0.15234 |  | 0.11858 |  | 0.11099 |  | 0.099526 |  | 0.10241
| 0.12706 |  | 0.11305 |  | 0.051063 |  | 0.1528 |  | 0.11881 |  | 0.11116 |  | 0.099263 |  | 0.10242
| 0.12739 |  | 0.11321 |  | 0.051296 |  | 0.15392 |  | 0.11893 |  | 0.11141 |  | 0.099154 |  | 0.10247
| 0.1275 |  | 0.11356 |  | 0.051286 |  | 0.155 |  | 0.11904 |  | 0.11177 |  | 0.098662 |  | 0.10322
| 0.12757 |  | 0.11308 |  | 0.051123 |  | 0.15524 |  | 0.11918 |  | 0.1121 |  | 0.098439 |  | 0.10343
| 0.12787 |  | 0.11352 |  | 0.050881 |  | 0.15505 |  | 0.11935 |  | 0.11258 |  | 0.098575 |  | 0.10341
| 0.12758 |  | 0.11416 |  | 0.050991 |  | 0.15533 |  | 0.11958 |  | 0.11268 |  | 0.099044 |  | 0.10386
| 0.12683 |  | 0.11406 |  | 0.051303 |  | 0.15635 |  | 0.11982 |  | 0.11267 |  | 0.099818 |  | 0.10386
| 0.12688 |  | 0.11431 |  | 0.051286 |  | 0.15742 |  | 0.12021 |  | 0.11301 |  | 0.1003 |  | 0.10439
| 0.12748 |  | 0.11441 |  | 0.05115 |  | 0.15827 |  | 0.1206 |  | 0.1132 |  | 0.10041 |  | 0.10468
| 0.12777 |  | 0.11527 |  | 0.051356 |  | 0.15909 |  | 0.12101 |  | 0.11382 |  | 0.10028 |  | 0.10438
| 0.12781 |  | 0.1162 |  | 0.051612 |  | 0.15951 |  | 0.12147 |  | 0.11438 |  | 0.10106 |  | 0.10511
| 0.12742 |  | 0.11622 |  | 0.051551 |  | 0.15949 |  | 0.12174 |  | 0.11437 |  | 0.10184 |  | 0.10577
| 0.12718 |  | 0.11708 |  | 0.051824 |  | 0.15924 |  | 0.12215 |  | 0.11455 |  | 0.10154 |  | 0.10575
| 0.12695 |  | 0.11775 |  | 0.052082 |  | 0.15901 |  | 0.1226 |  | 0.11502 |  | 0.10146 |  | 0.10596
| 0.12653 |  | 0.11815 |  | 0.051903 |  | 0.15925 |  | 0.12315 |  | 0.11594 |  | 0.10221 |  | 0.1065
| 0.12654 |  | 0.11892 |  | 0.052129 |  | 0.15957 |  | 0.12381 |  | 0.11694 |  | 0.10309 |  | 0.10703
| 0.12669 |  | 0.11905 |  | 0.05253 |  | 0.15904 |  | 0.12448 |  | 0.11792 |  | 0.10366 |  | 0.10771
| 0.12643 |  | 0.1193 |  | 0.052678 |  | 0.15794 |  | 0.12504 |  | 0.11867 |  | 0.10404 |  | 0.10862
| 0.12668 |  | 0.11975 |  | 0.05289 |  | 0.15695 |  | 0.12559 |  | 0.11911 |  | 0.10446 |  | 0.10935
| 0.12712 |  | 0.11977 |  | 0.053186 |  | 0.15651 |  | 0.12619 |  | 0.11937 |  | 0.10514 |  | 0.10945
| 0.12784 |  | 0.12024 |  | 0.053124 |  | 0.15649 |  | 0.12672 |  | 0.1198 |  | 0.10554 |  | 0.10976
| 0.12843 |  | 0.12147 |  | 0.05319 |  | 0.15621 |  | 0.12689 |  | 0.11973 |  | 0.10525 |  | 0.10984
| 0.12895 |  | 0.12212 |  | 0.053448 |  | 0.15586 |  | 0.12704 |  | 0.12021 |  | 0.10519 |  | 0.11044
| 0.12973 |  | 0.12163 |  | 0.053533 |  | 0.15605 |  | 0.12731 |  | 0.12056 |  | 0.1057 |  | 0.11072
| 0.13049 |  | 0.12169 |  | 0.053624 |  | 0.15601 |  | 0.12753 |  | 0.12038 |  | 0.1059 |  | 0.11055
| 0.13077 |  | 0.12239 |  | 0.053705 |  | 0.1557 |  | 0.1277 |  | 0.12056 |  | 0.10618 |  | 0.11121
| 0.13069 |  | 0.12226 |  | 0.053865 |  | 0.15592 |  | 0.1278 |  | 0.12075 |  | 0.10632 |  | 0.11104
| 0.131 |  | 0.12229 |  | 0.05391 |  | 0.15606 |  | 0.12789 |  | 0.12082 |  | 0.10627 |  | 0.11106
| 0.13166 |  | 0.12288 |  | 0.0538 |  | 0.15606 |  | 0.1281 |  | 0.12147 |  | 0.10622 |  | 0.1115
| 0.13281 |  | 0.12309 |  | 0.053572 |  | 0.15581 |  | 0.12824 |  | 0.12231 |  | 0.1063 |  | 0.11163
| 0.13351 |  | 0.1233 |  | 0.053639 |  | 0.15554 |  | 0.12822 |  | 0.12211 |  | 0.10667 |  | 0.11165
| 0.13395 |  | 0.12386 |  | 0.054044 |  | 0.15575 |  | 0.12823 |  | 0.12187 |  | 0.10694 |  | 0.11184
| 0.13466 |  | 0.12472 |  | 0.054088 |  | 0.15621 |  | 0.12829 |  | 0.12206 |  | 0.10629 |  | 0.11184
| 0.1352 |  | 0.12414 |  | 0.054044 |  | 0.15697 |  | 0.12837 |  | 0.1219 |  | 0.10603 |  | 0.11186
| 0.13576 |  | 0.12426 |  | 0.054112 |  | 0.15714 |  | 0.12859 |  | 0.12172 |  | 0.10678 |  | 0.11204
| 0.13621 |  | 0.12495 |  | 0.054227 |  | 0.15674 |  | 0.12878 |  | 0.12196 |  | 0.10692 |  | 0.11244
| 0.13726 |  | 0.12487 |  | 0.054554 |  | 0.15699 |  | 0.12888 |  | 0.12234 |  | 0.10675 |  | 0.11286
| 0.13824 |  | 0.12503 |  | 0.054541 |  | 0.15762 |  | 0.129 |  | 0.12264 |  | 0.10704 |  | 0.11298
| 0.13842 |  | 0.12508 |  | 0.054435 |  | 0.15792 |  | 0.12909 |  | 0.12277 |  | 0.1073 |  | 0.11307
| 0.13834 |  | 0.1254 |  | 0.054623 |  | 0.15815 |  | 0.1291 |  | 0.12264 |  | 0.10688 |  | 0.1128
| 0.13872 |  | 0.12587 |  | 0.054751 |  | 0.1583 |  | 0.12926 |  | 0.12257 |  | 0.10719 |  | 0.11334
| 0.13955 |  | 0.12598 |  | 0.054689 |  | 0.15833 |  | 0.12936 |  | 0.1227 |  | 0.10766 |  | 0.11383
| 0.13992 |  | 0.12615 |  | 0.054491 |  | 0.15886 |  | 0.12942 |  | 0.12274 |  | 0.10748 |  | 0.11342
| 0.13982 |  | 0.12657 |  | 0.054443 |  | 0.16007 |  | 0.12939 |  | 0.1231 |  | 0.10732 |  | 0.11368
| 0.14005 |  | 0.12614 |  | 0.054466 |  | 0.1613 |  | 0.12942 |  | 0.12364 |  | 0.10765 |  | 0.11417
| 0.14088 |  | 0.12627 |  | 0.054522 |  | 0.16263 |  | 0.12952 |  | 0.12383 |  | 0.10776 |  | 0.11385
| 0.14153 |  | 0.12721 |  | 0.054742 |  | 0.16306 |  | 0.12953 |  | 0.12374 |  | 0.10796 |  | 0.11358
| 0.14226 |  | 0.12779 |  | 0.054537 |  | 0.16303 |  | 0.12955 |  | 0.12393 |  | 0.10845 |  | 0.11379
| 0.14285 |  | 0.12756 |  | 0.054335 |  | 0.1634 |  | 0.12949 |  | 0.12371 |  | 0.10817 |  | 0.1137
| 0.14329 |  | 0.12729 |  | 0.054603 |  | 0.16402 |  | 0.12944 |  | 0.12359 |  | 0.10762 |  | 0.11364
| 0.14311 |  | 0.12779 |  | 0.054809 |  | 0.16446 |  | 0.12935 |  | 0.12364 |  | 0.10779 |  | 0.11423
| 0.14278 |  | 0.12819 |  | 0.054827 |  | 0.16476 |  | 0.12931 |  | 0.1238 |  | 0.10846 |  | 0.11416
| 0.14315 |  | 0.12851 |  | 0.054695 |  | 0.16555 |  | 0.12934 |  | 0.12405 |  | 0.10845 |  | 0.1139
| 0.14365 |  | 0.12864 |  | 0.054735 |  | 0.1663 |  | 0.12936 |  | 0.1239 |  | 0.10813 |  | 0.11429
| 0.14378 |  | 0.1284 |  | 0.055 |  | 0.16642 |  | 0.12928 |  | 0.12392 |  | 0.1079 |  | 0.11425
| 0.1438 |  | 0.1289 |  | 0.054963 |  | 0.1665 |  | 0.12921 |  | 0.12383 |  | 0.10816 |  | 0.11441
| 0.14386 |  | 0.12884 |  | 0.054878 |  | 0.16701 |  | 0.12928 |  | 0.12398 |  | 0.10869 |  | 0.11476
| 0.14382 |  | 0.12914 |  | 0.054983 |  | 0.16686 |  | 0.12928 |  | 0.12402 |  | 0.10863 |  | 0.11476
| 0.14396 |  | 0.1299 |  | 0.05515 |  | 0.16671 |  | 0.12928 |  | 0.12401 |  | 0.10835 |  | 0.11494
| 0.14456 |  | 0.12998 |  | 0.055145 |  | 0.16676 |  | 0.12932 |  | 0.12371 |  | 0.10825 |  | 0.11491
| 0.14544 |  | 0.13085 |  | 0.055186 |  | 0.16697 |  | 0.12941 |  | 0.12361 |  | 0.10861 |  | 0.11463
| 0.1462 |  | 0.13067 |  | 0.055285 |  | 0.16798 |  | 0.12937 |  | 0.12377 |  | 0.109 |  | 0.11483
| 0.14708 |  | 0.13027 |  | 0.055427 |  | 0.16856 |  | 0.12932 |  | 0.1238 |  | 0.10902 |  | 0.11515
| 0.14774 |  | 0.13058 |  | 0.055624 |  | 0.16859 |  | 0.12947 |  | 0.12417 |  | 0.10888 |  | 0.11546
| 0.1482 |  | 0.13088 |  | 0.05565 |  | 0.16864 |  | 0.12953 |  | 0.12474 |  | 0.10865 |  | 0.1157
| 0.14881 |  | 0.13164 |  | 0.055863 |  | 0.16891 |  | 0.12961 |  | 0.12479 |  | 0.10934 |  | 0.11576
| 0.14919 |  | 0.13231 |  | 0.055864 |  | 0.16938 |  | 0.12968 |  | 0.12491 |  | 0.10963 |  | 0.11624
| 0.14921 |  | 0.1326 |  | 0.055823 |  | 0.1694 |  | 0.12977 |  | 0.12539 |  | 0.10946 |  | 0.11636
| 0.14994 |  | 0.13336 |  | 0.056003 |  | 0.16921 |  | 0.12996 |  | 0.1253 |  | 0.10965 |  | 0.11654
| 0.15086 |  | 0.1339 |  | 0.056227 |  | 0.16964 |  | 0.13003 |  | 0.12528 |  | 0.10986 |  | 0.11703
| 0.15157 |  | 0.13371 |  | 0.056347 |  | 0.17038 |  | 0.13017 |  | 0.12528 |  | 0.11029 |  | 0.117
| 0.15207 |  | 0.13455 |  | 0.056416 |  | 0.17081 |  | 0.13036 |  | 0.12539 |  | 0.11061 |  | 0.11685
| 0.15229 |  | 0.13537 |  | 0.05659 |  | 0.17102 |  | 0.13054 |  | 0.12598 |  | 0.11049 |  | 0.11722
| 0.15243 |  | 0.1355 |  | 0.056519 |  | 0.17068 |  | 0.13056 |  | 0.12614 |  | 0.11022 |  | 0.11742
| 0.15239 |  | 0.13631 |  | 0.056543 |  | 0.17055 |  | 0.13073 |  | 0.12631 |  | 0.11052 |  | 0.11738
| 0.15275 |  | 0.13688 |  | 0.056862 |  | 0.17021 |  | 0.13094 |  | 0.12638 |  | 0.11097 |  | 0.11806
| 0.15331 |  | 0.13688 |  | 0.057087 |  | 0.16932 |  | 0.13098 |  | 0.12639 |  | 0.11117 |  | 0.11854
| 0.15348 |  | 0.1367 |  | 0.057122 |  | 0.16907 |  | 0.13104 |  | 0.12663 |  | 0.11089 |  | 0.11814
| 0.15369 |  | 0.13694 |  | 0.05714 |  | 0.16918 |  | 0.1311 |  | 0.12662 |  | 0.11097 |  | 0.11798
| 0.1541 |  | 0.1376 |  | 0.057438 |  | 0.16897 |  | 0.13112 |  | 0.12673 |  | 0.11118 |  | 0.11818
| 0.15432 |  | 0.13812 |  | 0.057767 |  | 0.16854 |  | 0.13127 |  | 0.127 |  | 0.11167 |  | 0.11853
| 0.15463 |  | 0.13784 |  | 0.057835 |  | 0.16798 |  | 0.13126 |  | 0.12722 |  | 0.112 |  | 0.11856
| 0.15515 |  | 0.13795 |  | 0.058068 |  | 0.16786 |  | 0.1312 |  | 0.1274 |  | 0.11205 |  | 0.11879
| 0.15591 |  | 0.13893 |  | 0.058024 |  | 0.16802 |  | 0.13126 |  | 0.12727 |  | 0.11243 |  | 0.11877
| 0.15673 |  | 0.13939 |  | 0.058093 |  | 0.16799 |  | 0.13125 |  | 0.12746 |  | 0.11234 |  | 0.11855
| 0.15779 |  | 0.13993 |  | 0.058203 |  | 0.1682 |  | 0.13126 |  | 0.12777 |  | 0.1123 |  | 0.11846
| 0.15903 |  | 0.14072 |  | 0.058196 |  | 0.16874 |  | 0.13142 |  | 0.12774 |  | 0.11188 |  | 0.1188
| 0.1599 |  | 0.14052 |  | 0.058238 |  | 0.16969 |  | 0.13141 |  | 0.12772 |  | 0.11128 |  | 0.11925
| 0.16064 |  | 0.14042 |  | 0.058152 |  | 0.1705 |  | 0.13114 |  | 0.12738 |  | 0.11153 |  | 0.11909
| 0.16143 |  | 0.14077 |  | 0.058372 |  | 0.17062 |  | 0.13083 |  | 0.12713 |  | 0.11153 |  | 0.11869
| 0.16146 |  | 0.14115 |  | 0.058261 |  | 0.17082 |  | 0.13056 |  | 0.1271 |  | 0.11127 |  | 0.11838
| 0.16155 |  | 0.14082 |  | 0.058054 |  | 0.17116 |  | 0.13021 |  | 0.12689 |  | 0.11095 |  | 0.11895
| 0.16225 |  | 0.13969 |  | 0.057985 |  | 0.17136 |  | 0.12986 |  | 0.12673 |  | 0.11091 |  | 0.11894
| 0.16265 |  | 0.1395 |  | 0.057962 |  | 0.17118 |  | 0.1298 |  | 0.12642 |  | 0.11125 |  | 0.11858
| 0.16303 |  | 0.1405 |  | 0.058131 |  | 0.17137 |  | 0.12984 |  | 0.1265 |  | 0.11135 |  | 0.1186
| 0.16341 |  | 0.14151 |  | 0.058343 |  | 0.172 |  | 0.12989 |  | 0.12684 |  | 0.11146 |  | 0.1188
| 0.1638 |  | 0.14146 |  | 0.058457 |  | 0.17261 |  | 0.12992 |  | 0.12697 |  | 0.1112 |  | 0.11836
| 0.16452 |  | 0.14152 |  | 0.058422 |  | 0.17338 |  | 0.12991 |  | 0.12709 |  | 0.11081 |  | 0.11781
| 0.16513 |  | 0.14196 |  | 0.058642 |  | 0.17402 |  | 0.12988 |  | 0.12658 |  | 0.11062 |  | 0.11783
| 0.16541 |  | 0.14258 |  | 0.058895 |  | 0.17426 |  | 0.12999 |  | 0.12658 |  | 0.11076 |  | 0.11808
| 0.16566 |  | 0.14253 |  | 0.059107 |  | 0.1744 |  | 0.13008 |  | 0.1274 |  | 0.11094 |  | 0.11843
| 0.16604 |  | 0.14295 |  | 0.059117 |  | 0.17419 |  | 0.13004 |  | 0.12738 |  | 0.11147 |  | 0.11838
| 0.1665 |  | 0.14359 |  | 0.059111 |  | 0.17365 |  | 0.12998 |  | 0.12673 |  | 0.11179 |  | 0.11837
| 0.16745 |  | 0.1433 |  | 0.059519 |  | 0.17366 |  | 0.12993 |  | 0.12678 |  | 0.11143 |  | 0.11828
| 0.16828 |  | 0.14327 |  | 0.059615 |  | 0.17429 |  | 0.13001 |  | 0.12723 |  | 0.11122 |  | 0.11833
| 0.16858 |  | 0.14359 |  | 0.0596 |  | 0.17506 |  | 0.13004 |  | 0.12753 |  | 0.11109 |  | 0.11824
| 0.16949 |  | 0.1434 |  | 0.059825 |  | 0.17549 |  | 0.13008 |  | 0.12768 |  | 0.11126 |  | 0.11809
| 0.17031 |  | 0.14339 |  | 0.059856 |  | 0.17573 |  | 0.13005 |  | 0.12748 |  | 0.11139 |  | 0.11822
| 0.17096 |  | 0.1445 |  | 0.059959 |  | 0.1763 |  | 0.13011 |  | 0.12772 |  | 0.11122 |  | 0.11801
| 0.17183 |  | 0.14508 |  | 0.060106 |  | 0.17669 |  | 0.13027 |  | 0.1278 |  | 0.11149 |  | 0.11828
| 0.1724 |  | 0.14494 |  | 0.06004 |  | 0.17657 |  | 0.13025 |  | 0.1278 |  | 0.11161 |  | 0.11856
| 0.17296 |  | 0.14556 |  | 0.060077 |  | 0.17605 |  | 0.13038 |  | 0.12844 |  | 0.11118 |  | 0.11837
| 0.17335 |  | 0.14591 |  | 0.060422 |  | 0.17541 |  | 0.13067 |  | 0.12845 |  | 0.1112 |  | 0.11823
| 0.17325 |  | 0.1458 |  | 0.060917 |  | 0.17491 |  | 0.13083 |  | 0.12817 |  | 0.11143 |  | 0.11843
| 0.17343 |  | 0.14677 |  | 0.061116 |  | 0.17456 |  | 0.13107 |  | 0.1287 |  | 0.11145 |  | 0.11896
| 0.17398 |  | 0.14811 |  | 0.061225 |  | 0.17432 |  | 0.1314 |  | 0.12941 |  | 0.11185 |  | 0.1192
| 0.1746 |  | 0.14861 |  | 0.061417 |  | 0.17424 |  | 0.13159 |  | 0.1295 |  | 0.11197 |  | 0.11957
| 0.17504 |  | 0.14841 |  | 0.061553 |  | 0.17415 |  | 0.13185 |  | 0.12975 |  | 0.11222 |  | 0.11997
| 0.17509 |  | 0.14878 |  | 0.061851 |  | 0.17412 |  | 0.13203 |  | 0.12996 |  | 0.11287 |  | 0.12017
| 0.17533 |  | 0.15018 |  | 0.062061 |  | 0.17394 |  | 0.13224 |  | 0.13013 |  | 0.11289 |  | 0.1201
| 0.17607 |  | 0.15068 |  | 0.062273 |  | 0.17371 |  | 0.13236 |  | 0.1303 |  | 0.11259 |  | 0.12014
| 0.17638 |  | 0.15054 |  | 0.062476 |  | 0.1737 |  | 0.13235 |  | 0.13054 |  | 0.11273 |  | 0.12015
| 0.17606 |  | 0.15043 |  | 0.06272 |  | 0.17365 |  | 0.13228 |  | 0.13092 |  | 0.11282 |  | 0.12007
| 0.17605 |  | 0.15017 |  | 0.062716 |  | 0.17317 |  | 0.13237 |  | 0.1308 |  | 0.11245 |  | 0.12017
| 0.17641 |  | 0.15081 |  | 0.062741 |  | 0.17272 |  | 0.13228 |  | 0.13071 |  | 0.11233 |  | 0.12036
| 0.17661 |  | 0.15202 |  | 0.062989 |  | 0.17266 |  | 0.13233 |  | 0.13107 |  | 0.11239 |  | 0.12033
| 0.1763 |  | 0.15299 |  | 0.062957 |  | 0.17267 |  | 0.13241 |  | 0.13077 |  | 0.11201 |  | 0.11973
| 0.17632 |  | 0.15306 |  | 0.063273 |  | 0.1727 |  | 0.13244 |  | 0.13023 |  | 0.11211 |  | 0.11971
| 0.17726 |  | 0.1534 |  | 0.063565 |  | 0.17285 |  | 0.13239 |  | 0.13004 |  | 0.11258 |  | 0.11985
| 0.17803 |  | 0.15424 |  | 0.063613 |  | 0.17288 |  | 0.13236 |  | 0.13074 |  | 0.11281 |  | 0.1198
| 0.17825 |  | 0.15424 |  | 0.063567 |  | 0.17284 |  | 0.13241 |  | 0.13116 |  | 0.11256 |  | 0.11998
| 0.17835 |  | 0.15371 |  | 0.063803 |  | 0.17295 |  | 0.13235 |  | 0.13114 |  | 0.11275 |  | 0.12042
| 0.17837 |  | 0.15351 |  | 0.064232 |  | 0.17311 |  | 0.13241 |  | 0.13127 |  | 0.11292 |  | 0.12067
| 0.17833 |  | 0.15425 |  | 0.064646 |  | 0.17328 |  | 0.13261 |  | 0.13133 |  | 0.11294 |  | 0.12026
| 0.17789 |  | 0.15486 |  | 0.064548 |  | 0.17338 |  | 0.13239 |  | 0.13111 |  | 0.11285 |  | 0.11975
| 0.17785 |  | 0.15498 |  | 0.064337 |  | 0.17334 |  | 0.13232 |  | 0.13066 |  | 0.11205 |  | 0.11971
| 0.17881 |  | 0.15503 |  | 0.064152 |  | 0.1732 |  | 0.13222 |  | 0.1307 |  | 0.11195 |  | 0.11976
| 0.17988 |  | 0.15485 |  | 0.06428 |  | 0.17329 |  | 0.13195 |  | 0.13081 |  | 0.11222 |  | 0.11941
| 0.18099 |  | 0.15474 |  | 0.064751 |  | 0.1736 |  | 0.13169 |  | 0.13078 |  | 0.11225 |  | 0.11889
| 0.18193 |  | 0.15567 |  | 0.06474 |  | 0.17347 |  | 0.13155 |  | 0.13054 |  | 0.11228 |  | 0.11921
| 0.18249 |  | 0.15524 |  | 0.064705 |  | 0.17316 |  | 0.13151 |  | 0.13042 |  | 0.11167 |  | 0.11924
| 0.18316 |  | 0.15465 |  | 0.064998 |  | 0.17295 |  | 0.13169 |  | 0.13083 |  | 0.11167 |  | 0.11903
| 0.18353 |  | 0.15563 |  | 0.06522 |  | 0.17266 |  | 0.13176 |  | 0.13084 |  | 0.11238 |  | 0.11878
| 0.1838 |  | 0.15617 |  | 0.065477 |  | 0.17255 |  | 0.13179 |  | 0.13088 |  | 0.11236 |  | 0.11914
| 0.18444 |  | 0.15663 |  | 0.065536 |  | 0.17248 |  | 0.13194 |  | 0.1314 |  | 0.11237 |  | 0.11952
| 0.18529 |  | 0.15746 |  | 0.065674 |  | 0.17216 |  | 0.13203 |  | 0.13159 |  | 0.11287 |  | 0.11953
| 0.18623 |  | 0.15841 |  | 0.066167 |  | 0.1718 |  | 0.1323 |  | 0.13171 |  | 0.11318 |  | 0.11969
| 0.18667 |  | 0.1593 |  | 0.06649 |  | 0.17145 |  | 0.13237 |  | 0.13199 |  | 0.11287 |  | 0.11927
| 0.18669 |  | 0.15966 |  | 0.066823 |  | 0.17137 |  | 0.13248 |  | 0.13201 |  | 0.11245 |  | 0.11924
| 0.18693 |  | 0.16019 |  | 0.067116 |  | 0.17122 |  | 0.13268 |  | 0.13199 |  | 0.11263 |  | 0.11969
| 0.18741 |  | 0.16076 |  | 0.06728 |  | 0.17097 |  | 0.13281 |  | 0.13243 |  | 0.11255 |  | 0.12015
| 0.18793 |  | 0.16024 |  | 0.06722 |  | 0.17092 |  | 0.13299 |  | 0.1331 |  | 0.11257 |  | 0.11994
| 0.18872 |  | 0.16067 |  | 0.067157 |  | 0.17072 |  | 0.13304 |  | 0.13324 |  | 0.11285 |  | 0.12008
| 0.18958 |  | 0.16203 |  | 0.067433 |  | 0.17043 |  | 0.13298 |  | 0.13299 |  | 0.11292 |  | 0.12048
| 0.1899 |  | 0.16224 |  | 0.067827 |  | 0.17031 |  | 0.13301 |  | 0.13316 |  | 0.11341 |  | 0.12031
| 0.19021 |  | 0.16261 |  | 0.067872 |  | 0.17022 |  | 0.13306 |  | 0.13371 |  | 0.1135 |  | 0.12061
| 0.19056 |  | 0.16286 |  | 0.068031 |  | 0.17024 |  | 0.13299 |  | 0.13351 |  | 0.11299 |  | 0.12064
| 0.19062 |  | 0.16277 |  | 0.068367 |  | 0.17001 |  | 0.13295 |  | 0.13346 |  | 0.11304 |  | 0.12023
| 0.19091 |  | 0.16298 |  | 0.068551 |  | 0.17007 |  | 0.13294 |  | 0.13364 |  | 0.11317 |  | 0.1201
| 0.19134 |  | 0.16388 |  | 0.068605 |  | 0.1704 |  | 0.13307 |  | 0.13327 |  | 0.11332 |  | 0.12054
| 0.19185 |  | 0.16504 |  | 0.068651 |  | 0.17068 |  | 0.13313 |  | 0.1334 |  | 0.11321 |  | 0.12042
| 0.19259 |  | 0.1651 |  | 0.068977 |  | 0.17084 |  | 0.1331 |  | 0.13375 |  | 0.11301 |  | 0.12024
| 0.19352 |  | 0.16521 |  | 0.069118 |  | 0.17086 |  | 0.1331 |  | 0.13364 |  | 0.11317 |  | 0.12021
| 0.19435 |  | 0.16591 |  | 0.068979 |  | 0.17078 |  | 0.13309 |  | 0.13399 |  | 0.11319 |  | 0.12011
| 0.19484 |  | 0.16628 |  | 0.069236 |  | 0.17113 |  | 0.13298 |  | 0.13415 |  | 0.11311 |  | 0.12038
| 0.19475 |  | 0.16673 |  | 0.06951 |  | 0.17144 |  | 0.13287 |  | 0.13351 |  | 0.11298 |  | 0.12016
| 0.19445 |  | 0.16691 |  | 0.069423 |  | 0.171 |  | 0.13284 |  | 0.13351 |  | 0.1127 |  | 0.12014
| 0.19436 |  | 0.16718 |  | 0.06961 |  | 0.17106 |  | 0.13274 |  | 0.13349 |  | 0.11241 |  | 0.1201
| 0.19409 |  | 0.1679 |  | 0.069866 |  | 0.17084 |  | 0.13263 |  | 0.13299 |  | 0.11261 |  | 0.11975
| 0.19416 |  | 0.16812 |  | 0.070056 |  | 0.17026 |  | 0.13255 |  | 0.13305 |  | 0.11279 |  | 0.11981
| 0.19447 |  | 0.16816 |  | 0.070028 |  | 0.17027 |  | 0.13243 |  | 0.13358 |  | 0.1128 |  | 0.11996
| 0.19475 |  | 0.16807 |  | 0.070368 |  | 0.17007 |  | 0.13228 |  | 0.134 |  | 0.11272 |  | 0.11973
| 0.19567 |  | 0.16845 |  | 0.070738 |  | 0.16972 |  | 0.13216 |  | 0.13388 |  | 0.11287 |  | 0.11975
| 0.19596 |  | 0.1697 |  | 0.070743 |  | 0.16925 |  | 0.13211 |  | 0.13369 |  | 0.11296 |  | 0.11986
| 0.1949 |  | 0.17047 |  | 0.070755 |  | 0.16857 |  | 0.13206 |  | 0.13349 |  | 0.11247 |  | 0.11975
| 0.1938 |  | 0.17088 |  | 0.070922 |  | 0.16805 |  | 0.13198 |  | 0.13331 |  | 0.11266 |  | 0.11967
| 0.19358 |  | 0.17121 |  | 0.071342 |  | 0.16736 |  | 0.13202 |  | 0.13366 |  | 0.11282 |  | 0.11964
| 0.19372 |  | 0.17173 |  | 0.07178 |  | 0.16631 |  | 0.13219 |  | 0.13398 |  | 0.11291 |  | 0.12021
| 0.19377 |  | 0.17259 |  | 0.071889 |  | 0.16543 |  | 0.13212 |  | 0.13342 |  | 0.11317 |  | 0.12058
| 0.1944 |  | 0.17276 |  | 0.072007 |  | 0.16476 |  | 0.13214 |  | 0.13369 |  | 0.11268 |  | 0.12062
| 0.19524 |  | 0.1729 |  | 0.072297 |  | 0.16461 |  | 0.13235 |  | 0.13455 |  | 0.11306 |  | 0.12065
| 0.19573 |  | 0.17396 |  | 0.072723 |  | 0.16473 |  | 0.13259 |  | 0.13463 |  | 0.11394 |  | 0.12053
| 0.196 |  | 0.17527 |  | 0.073141 |  | 0.16449 |  | 0.13276 |  | 0.13446 |  | 0.11378 |  | 0.12095
| 0.19602 |  | 0.17568 |  | 0.073179 |  | 0.16434 |  | 0.13272 |  | 0.13451 |  | 0.11357 |  | 0.12112
| 0.19639 |  | 0.17612 |  | 0.07337 |  | 0.16421 |  | 0.13279 |  | 0.13484 |  | 0.11358 |  | 0.12135
| 0.19683 |  | 0.17676 |  | 0.073605 |  | 0.1639 |  | 0.13299 |  | 0.13517 |  | 0.11352 |  | 0.12144
| 0.19715 |  | 0.17739 |  | 0.073905 |  | 0.16352 |  | 0.13303 |  | 0.13514 |  | 0.11376 |  | 0.12143
| 0.19718 |  | 0.17852 |  | 0.074084 |  | 0.16279 |  | 0.133 |  | 0.1349 |  | 0.11446 |  | 0.12173
| 0.19724 |  | 0.17861 |  | 0.073972 |  | 0.16196 |  | 0.13291 |  | 0.13485 |  | 0.11435 |  | 0.12181
| 0.19817 |  | 0.17881 |  | 0.074229 |  | 0.16144 |  | 0.13284 |  | 0.13518 |  | 0.11408 |  | 0.12146
| 0.19898 |  | 0.17987 |  | 0.074772 |  | 0.16113 |  | 0.13272 |  | 0.13514 |  | 0.11432 |  | 0.12135
| 0.19944 |  | 0.18043 |  | 0.074986 |  | 0.16105 |  | 0.13264 |  | 0.13527 |  | 0.11428 |  | 0.12156
| 0.19969 |  | 0.18081 |  | 0.075046 |  | 0.16098 |  | 0.13257 |  | 0.1353 |  | 0.11442 |  | 0.12135
| 0.19962 |  | 0.18144 |  | 0.075119 |  | 0.16091 |  | 0.1324 |  | 0.13489 |  | 0.11443 |  | 0.12118
| 0.19959 |  | 0.1823 |  | 0.075216 |  | 0.16053 |  | 0.13222 |  | 0.13526 |  | 0.11425 |  | 0.12109
| 0.19993 |  | 0.18297 |  | 0.075452 |  | 0.15999 |  | 0.13208 |  | 0.13526 |  | 0.11411 |  | 0.12107
| 0.20062 |  | 0.18291 |  | 0.07545 |  | 0.15961 |  | 0.13193 |  | 0.13488 |  | 0.11374 |  | 0.12109
| 0.20162 |  | 0.18247 |  | 0.075601 |  | 0.15959 |  | 0.13176 |  | 0.13468 |  | 0.1137 |  | 0.12093
| 0.2026 |  | 0.18269 |  | 0.075662 |  | 0.15983 |  | 0.1315 |  | 0.13448 |  | 0.11383 |  | 0.12093
| 0.2027 |  | 0.18348 |  | 0.075798 |  | 0.15993 |  | 0.13135 |  | 0.13437 |  | 0.11395 |  | 0.1209
| 0.20286 |  | 0.1841 |  | 0.075776 |  | 0.15984 |  | 0.13114 |  | 0.13413 |  | 0.11341 |  | 0.12047
| 0.20343 |  | 0.18402 |  | 0.075655 |  | 0.15983 |  | 0.1308 |  | 0.13435 |  | 0.11297 |  | 0.12041
| 0.20361 |  | 0.18408 |  | 0.076102 |  | 0.1598 |  | 0.13053 |  | 0.13421 |  | 0.11284 |  | 0.12066
| 0.20401 |  | 0.18513 |  | 0.076402 |  | 0.15998 |  | 0.1303 |  | 0.13374 |  | 0.11257 |  | 0.12059
| 0.20439 |  | 0.18551 |  | 0.076421 |  | 0.16006 |  | 0.13016 |  | 0.13375 |  | 0.1124 |  | 0.1206
| 0.20451 |  | 0.18544 |  | 0.07654 |  | 0.15975 |  | 0.12989 |  | 0.13383 |  | 0.11282 |  | 0.12041
| 0.20491 |  | 0.18577 |  | 0.076579 |  | 0.15957 |  | 0.12962 |  | 0.13349 |  | 0.11327 |  | 0.12019
| 0.20513 |  | 0.18631 |  | 0.07674 |  | 0.15947 |  | 0.12948 |  | 0.13324 |  | 0.11294 |  | 0.11994
| 0.20534 |  | 0.18645 |  | 0.076815 |  | 0.15925 |  | 0.12919 |  | 0.13309 |  | 0.1123 |  | 0.11956
| 0.2053 |  | 0.18587 |  | 0.076742 |  | 0.15901 |  | 0.12892 |  | 0.13263 |  | 0.11164 |  | 0.11975
| 0.20502 |  | 0.18618 |  | 0.076827 |  | 0.15867 |  | 0.1287 |  | 0.13264 |  | 0.11199 |  | 0.11958
| 0.20516 |  | 0.1876 |  | 0.076893 |  | 0.1582 |  | 0.12826 |  | 0.13225 |  | 0.11184 |  | 0.11919
| 0.20537 |  | 0.18821 |  | 0.077137 |  | 0.15766 |  | 0.12795 |  | 0.13182 |  | 0.11128 |  | 0.11881
| 0.20599 |  | 0.18774 |  | 0.076962 |  | 0.15726 |  | 0.12767 |  | 0.13188 |  | 0.11122 |  | 0.11879
| 0.20651 |  | 0.18766 |  | 0.076896 |  | 0.15692 |  | 0.12746 |  | 0.13159 |  | 0.11091 |  | 0.119
| 0.20644 |  | 0.1881 |  | 0.077227 |  | 0.15686 |  | 0.12723 |  | 0.13151 |  | 0.11069 |  | 0.11874
| 0.20651 |  | 0.18822 |  | 0.077227 |  | 0.15675 |  | 0.12688 |  | 0.1315 |  | 0.11057 |  | 0.11812
| 0.20672 |  | 0.18856 |  | 0.07714 |  | 0.15644 |  | 0.12659 |  | 0.13116 |  | 0.11027 |  | 0.11786
| 0.20739 |  | 0.18954 |  | 0.077221 |  | 0.15597 |  | 0.12639 |  | 0.13072 |  | 0.10992 |  | 0.11784
| 0.20776 |  | 0.18907 |  | 0.077211 |  | 0.15565 |  | 0.12572 |  | 0.13042 |  | 0.1095 |  | 0.11709
| 0.2078 |  | 0.18917 |  | 0.077366 |  | 0.15558 |  | 0.12548 |  | 0.13037 |  | 0.10969 |  | 0.11685
| 0.20782 |  | 0.18976 |  | 0.077764 |  | 0.1554 |  | 0.12531 |  | 0.12984 |  | 0.10967 |  | 0.11695
| 0.20791 |  | 0.18976 |  | 0.077834 |  | 0.15513 |  | 0.12513 |  | 0.12954 |  | 0.10953 |  | 0.11712
| 0.2083 |  | 0.19005 |  | 0.077875 |  | 0.15475 |  | 0.12497 |  | 0.12945 |  | 0.10926 |  | 0.1167
| 0.20867 |  | 0.19092 |  | 0.07813 |  | 0.15448 |  | 0.12487 |  | 0.12984 |  | 0.10904 |  | 0.11625
| 0.20893 |  | 0.19174 |  | 0.078206 |  | 0.15436 |  | 0.12482 |  | 0.12994 |  | 0.10927 |  | 0.11622
| 0.20967 |  | 0.19203 |  | 0.078323 |  | 0.1543 |  | 0.12461 |  | 0.12953 |  | 0.10916 |  | 0.11628
| 0.21023 |  | 0.19225 |  | 0.078505 |  | 0.15433 |  | 0.12432 |  | 0.12923 |  | 0.10874 |  | 0.11619
| 0.21019 |  | 0.19317 |  | 0.078684 |  | 0.15433 |  | 0.12418 |  | 0.12911 |  | 0.10846 |  | 0.11613
| 0.21072 |  | 0.19336 |  | 0.078743 |  | 0.15411 |  | 0.12399 |  | 0.12898 |  | 0.10853 |  | 0.11597
| 0.21184 |  | 0.19283 |  | 0.078947 |  | 0.15387 |  | 0.12368 |  | 0.12885 |  | 0.10841 |  | 0.11544
| 0.21297 |  | 0.19305 |  | 0.079086 |  | 0.15387 |  | 0.12357 |  | 0.12858 |  | 0.1081 |  | 0.11515
| 0.21358 |  | 0.19296 |  | 0.079148 |  | 0.15396 |  | 0.12338 |  | 0.12815 |  | 0.1079 |  | 0.115
| 0.21452 |  | 0.19301 |  | 0.079383 |  | 0.15401 |  | 0.12324 |  | 0.12803 |  | 0.10766 |  | 0.11485
| 0.21603 |  | 0.19313 |  | 0.079415 |  | 0.15418 |  | 0.12313 |  | 0.12822 |  | 0.10735 |  | 0.11505
| 0.21674 |  | 0.19332 |  | 0.079105 |  | 0.15428 |  | 0.1229 |  | 0.12782 |  | 0.10723 |  | 0.11472
| 0.2172 |  | 0.19351 |  | 0.079234 |  | 0.15453 |  | 0.12255 |  | 0.12755 |  | 0.10747 |  | 0.11421
| 0.21819 |  | 0.19403 |  | 0.079496 |  | 0.15477 |  | 0.12221 |  | 0.12808 |  | 0.10748 |  | 0.11422
| 0.21885 |  | 0.19461 |  | 0.07941 |  | 0.15491 |  | 0.12199 |  | 0.12791 |  | 0.10675 |  | 0.11392
| 0.21929 |  | 0.19416 |  | 0.079349 |  | 0.15532 |  | 0.12176 |  | 0.12718 |  | 0.10621 |  | 0.11362
| 0.21934 |  | 0.19376 |  | 0.079111 |  | 0.15579 |  | 0.12141 |  | 0.12661 |  | 0.10582 |  | 0.1131
| 0.21894 |  | 0.19462 |  | 0.079199 |  | 0.15597 |  | 0.12122 |  | 0.12623 |  | 0.10569 |  | 0.11289
| 0.21842 |  | 0.1951 |  | 0.079632 |  | 0.15591 |  | 0.12093 |  | 0.12633 |  | 0.10528 |  | 0.11251
| 0.21783 |  | 0.19485 |  | 0.079943 |  | 0.1558 |  | 0.12065 |  | 0.1262 |  | 0.10484 |  | 0.11233
| 0.21722 |  | 0.19479 |  | 0.079825 |  | 0.15581 |  | 0.12032 |  | 0.12585 |  | 0.10505 |  | 0.11215
| 0.21742 |  | 0.19476 |  | 0.079777 |  | 0.15566 |  | 0.11997 |  | 0.12542 |  | 0.1047 |  | 0.11148
| 0.21843 |  | 0.19492 |  | 0.079727 |  | 0.15521 |  | 0.11979 |  | 0.12535 |  | 0.10401 |  | 0.11132
| 0.21875 |  | 0.19538 |  | 0.079954 |  | 0.15481 |  | 0.11963 |  | 0.12499 |  | 0.10403 |  | 0.11119
| 0.21945 |  | 0.1953 |  | 0.080042 |  | 0.15463 |  | 0.11933 |  | 0.12457 |  | 0.10431 |  | 0.11113
| 0.22025 |  | 0.19612 |  | 0.080075 |  | 0.1545 |  | 0.11913 |  | 0.12512 |  | 0.10414 |  | 0.11059
| 0.22018 |  | 0.19716 |  | 0.0804 |  | 0.15433 |  | 0.1189 |  | 0.1247 |  | 0.10347 |  | 0.10999
| 0.22048 |  | 0.19706 |  | 0.080437 |  | 0.1542 |  | 0.11872 |  | 0.12421 |  | 0.10346 |  | 0.11036
| 0.22032 |  | 0.19707 |  | 0.080647 |  | 0.15423 |  | 0.11864 |  | 0.12445 |  | 0.10352 |  | 0.11024
| 0.21964 |  | 0.1973 |  | 0.080821 |  | 0.15416 |  | 0.11855 |  | 0.12463 |  | 0.10304 |  | 0.1096
| 0.21947 |  | 0.19737 |  | 0.080739 |  | 0.15399 |  | 0.11853 |  | 0.1244 |  | 0.10304 |  | 0.10937
| 0.21987 |  | 0.19786 |  | 0.080849 |  | 0.15381 |  | 0.11851 |  | 0.12428 |  | 0.10295 |  | 0.10926
| 0.2203 |  | 0.19849 |  | 0.081047 |  | 0.15389 |  | 0.11829 |  | 0.12427 |  | 0.10293 |  | 0.10944
| 0.22049 |  | 0.19864 |  | 0.081178 |  | 0.15408 |  | 0.11805 |  | 0.12383 |  | 0.10272 |  | 0.10947
| 0.22094 |  | 0.19962 |  | 0.081101 |  | 0.15418 |  | 0.11794 |  | 0.12405 |  | 0.1022 |  | 0.10893
| 0.22152 |  | 0.20036 |  | 0.081354 |  | 0.15426 |  | 0.11786 |  | 0.12428 |  | 0.10214 |  | 0.10874
| 0.22221 |  | 0.20008 |  | 0.08151 |  | 0.15435 |  | 0.11783 |  | 0.12371 |  | 0.102 |  | 0.10905
| 0.22267 |  | 0.20036 |  | 0.081531 |  | 0.15451 |  | 0.11771 |  | 0.12371 |  | 0.10192 |  | 0.10898
| 0.22285 |  | 0.20046 |  | 0.081921 |  | 0.1546 |  | 0.11747 |  | 0.12357 |  | 0.10186 |  | 0.10859
| 0.22334 |  | 0.20099 |  | 0.081779 |  | 0.15491 |  | 0.11721 |  | 0.12323 |  | 0.10169 |  | 0.1085
| 0.22385 |  | 0.20124 |  | 0.081877 |  | 0.15522 |  | 0.11705 |  | 0.12322 |  | 0.1016 |  | 0.10841
| 0.22407 |  | 0.20042 |  | 0.082526 |  | 0.15536 |  | 0.11681 |  | 0.12303 |  | 0.10117 |  | 0.10801
| 0.22451 |  | 0.2011 |  | 0.082609 |  | 0.15541 |  | 0.11654 |  | 0.12287 |  | 0.101 |  | 0.10761
| 0.22468 |  | 0.20159 |  | 0.082818 |  | 0.15522 |  | 0.1164 |  | 0.12294 |  | 0.10084 |  | 0.10744
| 0.22508 |  | 0.20202 |  | 0.082661 |  | 0.15504 |  | 0.11618 |  | 0.12305 |  | 0.10082 |  | 0.10724
| 0.2257 |  | 0.20299 |  | 0.082388 |  | 0.15489 |  | 0.11597 |  | 0.12277 |  | 0.10095 |  | 0.10735
| 0.22555 |  | 0.20306 |  | 0.082686 |  | 0.1548 |  | 0.11579 |  | 0.12203 |  | 0.10079 |  | 0.10722
| 0.22539 |  | 0.20234 |  | 0.08287 |  | 0.15474 |  | 0.11556 |  | 0.12166 |  | 0.10043 |  | 0.10653
| 0.22544 |  | 0.20297 |  | 0.083141 |  | 0.15463 |  | 0.11541 |  | 0.12193 |  | 0.09978 |  | 0.10627
| 0.22508 |  | 0.20355 |  | 0.083096 |  | 0.15458 |  | 0.11513 |  | 0.12206 |  | 0.09986 |  | 0.10615
| 0.22467 |  | 0.20367 |  | 0.083248 |  | 0.15437 |  | 0.11494 |  | 0.12173 |  | 0.099696 |  | 0.10614
| 0.22483 |  | 0.20371 |  | 0.083332 |  | 0.15395 |  | 0.11478 |  | 0.12155 |  | 0.099222 |  | 0.10616
| 0.22529 |  | 0.20363 |  | 0.083145 |  | 0.15361 |  | 0.11452 |  | 0.12146 |  | 0.099153 |  | 0.10589
| 0.226 |  | 0.20485 |  | 0.083519 |  | 0.15279 |  | 0.11429 |  | 0.12125 |  | 0.099221 |  | 0.10548
| 0.22678 |  | 0.20494 |  | 0.083644 |  | 0.15242 |  | 0.11411 |  | 0.1211 |  | 0.099027 |  | 0.10509
| 0.22708 |  | 0.20513 |  | 0.083587 |  | 0.15265 |  | 0.11396 |  | 0.12111 |  | 0.09904 |  | 0.10485
| 0.22663 |  | 0.20575 |  | 0.083768 |  | 0.15225 |  | 0.11365 |  | 0.12114 |  | 0.099147 |  | 0.10462
| 0.22598 |  | 0.20673 |  | 0.083844 |  | 0.152 |  | 0.11346 |  | 0.12062 |  | 0.098778 |  | 0.10434
| 0.22514 |  | 0.2063 |  | 0.083869 |  | 0.15185 |  | 0.11324 |  | 0.12021 |  | 0.098344 |  | 0.10405
| 0.22448 |  | 0.20558 |  | 0.083659 |  | 0.15153 |  | 0.11301 |  | 0.11989 |  | 0.097906 |  | 0.10402
| 0.22453 |  | 0.2065 |  | 0.083789 |  | 0.15161 |  | 0.1129 |  | 0.11972 |  | 0.097984 |  | 0.10388
| 0.2248 |  | 0.20745 |  | 0.084321 |  | 0.15171 |  | 0.11281 |  | 0.12005 |  | 0.09789 |  | 0.10381
| 0.22501 |  | 0.20776 |  | 0.084178 |  | 0.15154 |  | 0.11261 |  | 0.11988 |  | 0.097581 |  | 0.10423
| 0.2255 |  | 0.20702 |  | 0.083966 |  | 0.15165 |  | 0.11228 |  | 0.1195 |  | 0.09752 |  | 0.1042
| 0.22627 |  | 0.20801 |  | 0.084184 |  | 0.15192 |  | 0.11197 |  | 0.11952 |  | 0.097315 |  | 0.10321
| 0.22681 |  | 0.20873 |  | 0.084526 |  | 0.15192 |  | 0.11159 |  | 0.11899 |  | 0.096902 |  | 0.10234
| 0.22697 |  | 0.20837 |  | 0.084593 |  | 0.15195 |  | 0.11116 |  | 0.11854 |  | 0.096792 |  | 0.10231
| 0.22703 |  | 0.20835 |  | 0.084536 |  | 0.15217 |  | 0.11085 |  | 0.11883 |  | 0.096591 |  | 0.10239
| 0.22683 |  | 0.20839 |  | 0.084592 |  | 0.15226 |  | 0.11058 |  | 0.11872 |  | 0.0963 |  | 0.10237
| 0.22653 |  | 0.20888 |  | 0.084635 |  | 0.15225 |  | 0.11033 |  | 0.1186 |  | 0.096313 |  | 0.10212
| 0.22676 |  | 0.20998 |  | 0.085203 |  | 0.1523 |  | 0.11032 |  | 0.11891 |  | 0.096118 |  | 0.10189
| 0.22704 |  | 0.21063 |  | 0.085278 |  | 0.15247 |  | 0.11014 |  | 0.11856 |  | 0.096035 |  | 0.10151
| 0.22673 |  | 0.21049 |  | 0.085026 |  | 0.1525 |  | 0.10991 |  | 0.11773 |  | 0.096326 |  | 0.10113
| 0.22688 |  | 0.2106 |  | 0.085134 |  | 0.1526 |  | 0.10981 |  | 0.1177 |  | 0.095942 |  | 0.10152
| 0.22738 |  | 0.21121 |  | 0.085315 |  | 0.15266 |  | 0.10958 |  | 0.11753 |  | 0.095535 |  | 0.10144
| 0.22785 |  | 0.21138 |  | 0.085468 |  | 0.15232 |  | 0.10936 |  | 0.11726 |  | 0.095534 |  | 0.10096
| 0.22854 |  | 0.21157 |  | 0.085222 |  | 0.1521 |  | 0.10909 |  | 0.11743 |  | 0.095354 |  | 0.10093
| 0.2289 |  | 0.2122 |  | 0.085361 |  | 0.15206 |  | 0.10883 |  | 0.11727 |  | 0.095093 |  | 0.10096
| 0.22869 |  | 0.21218 |  | 0.085691 |  | 0.15192 |  | 0.10866 |  | 0.11679 |  | 0.094906 |  | 0.10114
| 0.22832 |  | 0.21263 |  | 0.085501 |  | 0.15183 |  | 0.10853 |  | 0.11647 |  | 0.09527 |  | 0.10079
| 0.22786 |  | 0.21366 |  | 0.085656 |  | 0.15169 |  | 0.10831 |  | 0.11664 |  | 0.095196 |  | 0.10051
| 0.22756 |  | 0.21421 |  | 0.085753 |  | 0.15163 |  | 0.10801 |  | 0.11656 |  | 0.094664 |  | 0.10071
| 0.22736 |  | 0.21449 |  | 0.085865 |  | 0.15161 |  | 0.10781 |  | 0.11622 |  | 0.094421 |  | 0.10046
| 0.22727 |  | 0.21482 |  | 0.085996 |  | 0.15146 |  | 0.10769 |  | 0.11601 |  | 0.09434 |  | 0.1001
| 0.22791 |  | 0.21557 |  | 0.085772 |  | 0.15142 |  | 0.10757 |  | 0.11597 |  | 0.094092 |  | 0.099708
| 0.22828 |  | 0.21582 |  | 0.086023 |  | 0.15141 |  | 0.10747 |  | 0.11606 |  | 0.09402 |  | 0.099771
| 0.22832 |  | 0.21563 |  | 0.086006 |  | 0.15112 |  | 0.10724 |  | 0.1159 |  | 0.093599 |  | 0.09992
| 0.22861 |  | 0.21583 |  | 0.08557 |  | 0.15094 |  | 0.10708 |  | 0.11586 |  | 0.093619 |  | 0.099562
| 0.22863 |  | 0.21588 |  | 0.085622 |  | 0.15081 |  | 0.10687 |  | 0.11546 |  | 0.093798 |  | 0.099413
| 0.22866 |  | 0.21609 |  | 0.086025 |  | 0.15082 |  | 0.10665 |  | 0.11507 |  | 0.093221 |  | 0.099394
| 0.2287 |  | 0.21726 |  | 0.086045 |  | 0.15101 |  | 0.10639 |  | 0.11469 |  | 0.093426 |  | 0.099109
| 0.22842 |  | 0.21782 |  | 0.085769 |  | 0.15132 |  | 0.10608 |  | 0.1142 |  | 0.093344 |  | 0.09897
| 0.22846 |  | 0.21793 |  | 0.085801 |  | 0.15167 |  | 0.1061 |  | 0.11449 |  | 0.093119 |  | 0.098818
| 0.22874 |  | 0.21922 |  | 0.085872 |  | 0.15191 |  | 0.10594 |  | 0.1144 |  | 0.092965 |  | 0.098861
| 0.22842 |  | 0.21926 |  | 0.086147 |  | 0.15207 |  | 0.10548 |  | 0.11376 |  | 0.092843 |  | 0.098742
| 0.22839 |  | 0.21863 |  | 0.08638 |  | 0.15226 |  | 0.10511 |  | 0.11324 |  | 0.093013 |  | 0.098324
| 0.22873 |  | 0.21923 |  | 0.086313 |  | 0.15241 |  | 0.10485 |  | 0.11338 |  | 0.09239 |  | 0.098059
| 0.22879 |  | 0.2199 |  | 0.086211 |  | 0.15251 |  | 0.10453 |  | 0.11343 |  | 0.092101 |  | 0.097708
| 0.22884 |  | 0.21983 |  | 0.086062 |  | 0.15257 |  | 0.10431 |  | 0.11264 |  | 0.092075 |  | 0.097728
| 0.22863 |  | 0.21976 |  | 0.085937 |  | 0.15269 |  | 0.10403 |  | 0.11231 |  | 0.091731 |  | 0.097566
| 0.22839 |  | 0.2205 |  | 0.086176 |  | 0.15279 |  | 0.10379 |  | 0.11248 |  | 0.091685 |  | 0.097471
| 0.22822 |  | 0.22082 |  | 0.08614 |  | 0.15265 |  | 0.10359 |  | 0.11235 |  | 0.091919 |  | 0.097456
| 0.22795 |  | 0.2203 |  | 0.085947 |  | 0.15236 |  | 0.10339 |  | 0.11203 |  | 0.091776 |  | 0.097047
| 0.2279 |  | 0.21974 |  | 0.085977 |  | 0.15222 |  | 0.10304 |  | 0.11166 |  | 0.09071 |  | 0.096771
| 0.22793 |  | 0.22009 |  | 0.08597 |  | 0.15208 |  | 0.10274 |  | 0.11147 |  | 0.090442 |  | 0.096463
| 0.22785 |  | 0.22015 |  | 0.086053 |  | 0.152 |  | 0.10242 |  | 0.11046 |  | 0.090659 |  | 0.096332
| 0.22809 |  | 0.22062 |  | 0.085992 |  | 0.152 |  | 0.10226 |  | 0.10995 |  | 0.090763 |  | 0.096495
| 0.22847 |  | 0.22168 |  | 0.085857 |  | 0.15196 |  | 0.10197 |  | 0.11047 |  | 0.090463 |  | 0.095859
| 0.22857 |  | 0.22204 |  | 0.085815 |  | 0.15189 |  | 0.10167 |  | 0.11038 |  | 0.090192 |  | 0.095332
| 0.22837 |  | 0.22171 |  | 0.08586 |  | 0.15184 |  | 0.10139 |  | 0.11018 |  | 0.089867 |  | 0.0952
| 0.22801 |  | 0.22176 |  | 0.085944 |  | 0.15178 |  | 0.10104 |  | 0.10989 |  | 0.089603 |  | 0.094884
| 0.22768 |  | 0.22151 |  | 0.086104 |  | 0.15169 |  | 0.10087 |  | 0.1096 |  | 0.089036 |  | 0.09483
| 0.22733 |  | 0.22125 |  | 0.085903 |  | 0.15154 |  | 0.10055 |  | 0.10914 |  | 0.088756 |  | 0.094726
| 0.22751 |  | 0.22189 |  | 0.08548 |  | 0.15144 |  | 0.10015 |  | 0.10868 |  | 0.089046 |  | 0.094618
| 0.22801 |  | 0.22268 |  | 0.085271 |  | 0.1514 |  | 0.099807 |  | 0.10838 |  | 0.088303 |  | 0.094596
| 0.228 |  | 0.22253 |  | 0.085398 |  | 0.15149 |  | 0.099506 |  | 0.10819 |  | 0.088176 |  | 0.094188
| 0.2279 |  | 0.2225 |  | 0.085917 |  | 0.15166 |  | 0.099366 |  | 0.108 |  | 0.088116 |  | 0.093999
| 0.22753 |  | 0.22251 |  | 0.08569 |  | 0.15181 |  | 0.099094 |  | 0.10727 |  | 0.08772 |  | 0.093888
| 0.22724 |  | 0.22208 |  | 0.08551 |  | 0.15197 |  | 0.098671 |  | 0.10727 |  | 0.087832 |  | 0.093544
| 0.22712 |  | 0.22222 |  | 0.085457 |  | 0.15217 |  | 0.098333 |  | 0.10735 |  | 0.087515 |  | 0.093151
| 0.22655 |  | 0.22237 |  | 0.085168 |  | 0.15199 |  | 0.098044 |  | 0.1067 |  | 0.087098 |  | 0.09291
| 0.22613 |  | 0.22267 |  | 0.085053 |  | 0.15168 |  | 0.0977 |  | 0.10601 |  | 0.086782 |  | 0.092469
| 0.22637 |  | 0.22286 |  | 0.085005 |  | 0.1515 |  | 0.097409 |  | 0.10587 |  | 0.086621 |  | 0.092093
| 0.22642 |  | 0.22265 |  | 0.084486 |  | 0.1513 |  | 0.097082 |  | 0.10568 |  | 0.086521 |  | 0.091694
| 0.22599 |  | 0.22275 |  | 0.084423 |  | 0.15119 |  | 0.096771 |  | 0.10548 |  | 0.086054 |  | 0.091422
| 0.22531 |  | 0.22256 |  | 0.084689 |  | 0.15129 |  | 0.096438 |  | 0.10523 |  | 0.085629 |  | 0.091259
| 0.22464 |  | 0.22244 |  | 0.084519 |  | 0.15128 |  | 0.096162 |  | 0.10498 |  | 0.086003 |  | 0.091015
| 0.22432 |  | 0.22256 |  | 0.08431 |  | 0.15124 |  | 0.095877 |  | 0.10489 |  | 0.08565 |  | 0.090642
| 0.22404 |  | 0.22279 |  | 0.08435 |  | 0.15132 |  | 0.095656 |  | 0.10461 |  | 0.084982 |  | 0.090232
| 0.2238 |  | 0.22299 |  | 0.084508 |  | 0.15134 |  | 0.095318 |  | 0.10415 |  | 0.084847 |  | 0.089995
| 0.22408 |  | 0.2226 |  | 0.084204 |  | 0.15126 |  | 0.095022 |  | 0.10383 |  | 0.084662 |  | 0.089776
| 0.22431 |  | 0.22223 |  | 0.084102 |  | 0.15092 |  | 0.094818 |  | 0.10355 |  | 0.08469 |  | 0.089745
| 0.22387 |  | 0.22262 |  | 0.084259 |  | 0.15054 |  | 0.0946 |  | 0.10338 |  | 0.084521 |  | 0.089491
| 0.22372 |  | 0.22289 |  | 0.084297 |  | 0.1503 |  | 0.094312 |  | 0.10331 |  | 0.083853 |  | 0.088793
| 0.22334 |  | 0.22277 |  | 0.084041 |  | 0.15011 |  | 0.094007 |  | 0.1029 |  | 0.083494 |  | 0.088814
| 0.22256 |  | 0.22246 |  | 0.083831 |  | 0.15021 |  | 0.093795 |  | 0.1027 |  | 0.083233 |  | 0.089036
| 0.22195 |  | 0.22331 |  | 0.083842 |  | 0.15039 |  | 0.0935 |  | 0.1026 |  | 0.082901 |  | 0.088704
| 0.22153 |  | 0.2235 |  | 0.083792 |  | 0.15042 |  | 0.093181 |  | 0.10197 |  | 0.08292 |  | 0.088129
| 0.22171 |  | 0.22235 |  | 0.08353 |  | 0.15049 |  | 0.092931 |  | 0.10139 |  | 0.082657 |  | 0.087716
| 0.2218 |  | 0.22177 |  | 0.083395 |  | 0.15057 |  | 0.092561 |  | 0.10131 |  | 0.08254 |  | 0.087388
| 0.22168 |  | 0.22186 |  | 0.083523 |  | 0.15058 |  | 0.092266 |  | 0.10121 |  | 0.082275 |  | 0.087114
| 0.22164 |  | 0.22241 |  | 0.083352 |  | 0.1504 |  | 0.092093 |  | 0.10081 |  | 0.081631 |  | 0.087279
| 0.2217 |  | 0.22254 |  | 0.083151 |  | 0.1499 |  | 0.091812 |  | 0.10069 |  | 0.081541 |  | 0.087253
| 0.22192 |  | 0.22228 |  | 0.082865 |  | 0.14956 |  | 0.09151 |  | 0.10068 |  | 0.081738 |  | 0.086766
| 0.22147 |  | 0.22208 |  | 0.082807 |  | 0.14959 |  | 0.091184 |  | 0.1002 |  | 0.081347 |  | 0.086559
| 0.22075 |  | 0.22191 |  | 0.083033 |  | 0.1496 |  | 0.090836 |  | 0.099581 |  | 0.08053 |  | 0.086095
| 0.22055 |  | 0.22125 |  | 0.082844 |  | 0.14933 |  | 0.090481 |  | 0.099333 |  | 0.080385 |  | 0.085772
| 0.2204 |  | 0.22124 |  | 0.082532 |  | 0.14929 |  | 0.090161 |  | 0.098767 |  | 0.080595 |  | 0.085288
| 0.21997 |  | 0.22138 |  | 0.082662 |  | 0.14939 |  | 0.089845 |  | 0.098273 |  | 0.079902 |  | 0.084854
| 0.21917 |  | 0.22025 |  | 0.082368 |  | 0.14923 |  | 0.089498 |  | 0.098117 |  | 0.079182 |  | 0.084762
| 0.21908 |  | 0.22028 |  | 0.082017 |  | 0.14901 |  | 0.089204 |  | 0.098072 |  | 0.079116 |  | 0.08433
| 0.2198 |  | 0.22111 |  | 0.082042 |  | 0.14893 |  | 0.088875 |  | 0.097897 |  | 0.078702 |  | 0.083902
| 0.219 |  | 0.22122 |  | 0.08175 |  | 0.14887 |  | 0.08859 |  | 0.097421 |  | 0.078414 |  | 0.083808
| 0.21877 |  | 0.22048 |  | 0.081341 |  | 0.14871 |  | 0.088232 |  | 0.096842 |  | 0.078696 |  | 0.083831
| 0.21978 |  | 0.21966 |  | 0.081155 |  | 0.14849 |  | 0.087897 |  | 0.096573 |  | 0.078585 |  | 0.083499
| 0.21863 |  | 0.2191 |  | 0.080814 |  | 0.14831 |  | 0.087548 |  | 0.09647 |  | 0.07811 |  | 0.08313
| 0.21849 |  | 0.21926 |  | 0.080984 |  | 0.14836 |  | 0.087247 |  | 0.095965 |  | 0.077734 |  | 0.082857
| 0.21884 |  | 0.21843 |  | 0.08113 |  | 0.14846 |  | 0.086874 |  | 0.095637 |  | 0.077302 |  | 0.082382
| 0.21714 |  | 0.21788 |  | 0.080765 |  | 0.14838 |  | 0.086558 |  | 0.095532 |  | 0.07693 |  | 0.081839
| 0.21598 |  | 0.21848 |  | 0.080508 |  | 0.14806 |  | 0.086345 |  | 0.095155 |  | 0.076523 |  | 0.081701
| 0.21746 |  | 0.21906 |  | 0.080302 |  | 0.14789 |  | 0.085986 |  | 0.094642 |  | 0.076117 |  | 0.08147
| 0.21691 |  | 0.21913 |  | 0.079937 |  | 0.14775 |  | 0.085661 |  | 0.09429 |  | 0.076262 |  | 0.081039
| 0.21548 |  | 0.21834 |  | 0.079644 |  | 0.14756 |  | 0.085331 |  | 0.093731 |  | 0.075932 |  | 0.080729
| 0.21639 |  | 0.2178 |  | 0.079757 |  | 0.14747 |  | 0.085026 |  | 0.093245 |  | 0.07523 |  | 0.080269
| 0.21692 |  | 0.21785 |  | 0.079535 |  | 0.14736 |  | 0.084748 |  | 0.093249 |  | 0.075185 |  | 0.079796
| 0.21534 |  | 0.21772 |  | 0.079204 |  | 0.1473 |  | 0.084383 |  | 0.092955 |  | 0.075142 |  | 0.079564
| 0.21488 |  | 0.21657 |  | 0.079022 |  | 0.14728 |  | 0.084009 |  | 0.092461 |  | 0.074892 |  | 0.079084
| 0.21563 |  | 0.21609 |  | 0.079168 |  | 0.14716 |  | 0.083781 |  | 0.091933 |  | 0.074653 |  | 0.078961
| 0.21347 |  | 0.21584 |  | 0.078995 |  | 0.14723 |  | 0.083453 |  | 0.091756 |  | 0.074117 |  | 0.078977
| 0.21297 |  | 0.21523 |  | 0.078501 |  | 0.14749 |  | 0.083082 |  | 0.091639 |  | 0.073604 |  | 0.078432
| 0.21417 |  | 0.21521 |  | 0.078479 |  | 0.14766 |  | 0.082738 |  | 0.091243 |  | 0.073347 |  | 0.078317
| 0.21446 |  | 0.21556 |  | 0.078356 |  | 0.1475 |  | 0.082381 |  | 0.09106 |  | 0.072994 |  | 0.078021
| 0.21355 |  | 0.21472 |  | 0.078195 |  | 0.14733 |  | 0.082047 |  | 0.090584 |  | 0.072881 |  | 0.077542
| 0.21175 |  | 0.21462 |  | 0.077983 |  | 0.1474 |  | 0.081758 |  | 0.090269 |  | 0.072511 |  | 0.07754
| 0.21162 |  | 0.21464 |  | 0.077686 |  | 0.14759 |  | 0.081481 |  | 0.089903 |  | 0.071797 |  | 0.076999
| 0.21207 |  | 0.2139 |  | 0.077449 |  | 0.14755 |  | 0.081186 |  | 0.0894 |  | 0.071598 |  | 0.076587
| 0.21233 |  | 0.21377 |  | 0.077195 |  | 0.14726 |  | 0.080907 |  | 0.089329 |  | 0.071886 |  | 0.076397
| 0.21163 |  | 0.21318 |  | 0.077111 |  | 0.14708 |  | 0.080676 |  | 0.089216 |  | 0.071912 |  | 0.076187
| 0.21023 |  | 0.21247 |  | 0.077186 |  | 0.14719 |  | 0.080403 |  | 0.088603 |  | 0.071408 |  | 0.076002
| 0.21022 |  | 0.21213 |  | 0.076997 |  | 0.14707 |  | 0.080047 |  | 0.087861 |  | 0.070993 |  | 0.075715
| 0.2102 |  | 0.21312 |  | 0.076618 |  | 0.14666 |  | 0.079768 |  | 0.087651 |  | 0.070797 |  | 0.075401
| 0.21003 |  | 0.21322 |  | 0.076444 |  | 0.14651 |  | 0.079461 |  | 0.087482 |  | 0.070502 |  | 0.075177
| 0.20938 |  | 0.21204 |  | 0.076301 |  | 0.14673 |  | 0.0791 |  | 0.087001 |  | 0.070367 |  | 0.074997
| 0.20931 |  | 0.21237 |  | 0.075974 |  | 0.14673 |  | 0.078811 |  | 0.086863 |  | 0.070265 |  | 0.074681
| 0.20887 |  | 0.21168 |  | 0.075661 |  | 0.14642 |  | 0.078492 |  | 0.086585 |  | 0.070152 |  | 0.074195
| 0.20785 |  | 0.21174 |  | 0.075435 |  | 0.14622 |  | 0.07819 |  | 0.086301 |  | 0.069698 |  | 0.07382
| 0.2075 |  | 0.21189 |  | 0.075251 |  | 0.14625 |  | 0.077913 |  | 0.085913 |  | 0.068892 |  | 0.073795
| 0.20868 |  | 0.21057 |  | 0.07509 |  | 0.14618 |  | 0.077552 |  | 0.085349 |  | 0.068637 |  | 0.073647
| 0.20899 |  | 0.20965 |  | 0.074793 |  | 0.14613 |  | 0.077178 |  | 0.085112 |  | 0.068571 |  | 0.073483
| 0.20722 |  | 0.20925 |  | 0.074768 |  | 0.14615 |  | 0.07691 |  | 0.084939 |  | 0.06825 |  | 0.072993
| 0.20667 |  | 0.2089 |  | 0.074661 |  | 0.14621 |  | 0.076591 |  | 0.08475 |  | 0.068105 |  | 0.072442
| 0.20726 |  | 0.20922 |  | 0.074442 |  | 0.14637 |  | 0.076289 |  | 0.084478 |  | 0.068052 |  | 0.072
| 0.20738 |  | 0.20978 |  | 0.074238 |  | 0.14668 |  | 0.076029 |  | 0.084145 |  | 0.067666 |  | 0.071586
| 0.20712 |  | 0.20884 |  | 0.073853 |  | 0.1469 |  | 0.075776 |  | 0.083595 |  | 0.067439 |  | 0.071675
| 0.20677 |  | 0.20784 |  | 0.07364 |  | 0.14711 |  | 0.075426 |  | 0.083243 |  | 0.067153 |  | 0.071602
| 0.20608 |  | 0.20783 |  | 0.0736 |  | 0.14719 |  | 0.075106 |  | 0.083206 |  | 0.067014 |  | 0.071413
| 0.20545 |  | 0.20751 |  | 0.073705 |  | 0.14712 |  | 0.074885 |  | 0.082874 |  | 0.06702 |  | 0.070964
| 0.20541 |  | 0.20683 |  | 0.07337 |  | 0.14715 |  | 0.074615 |  | 0.082797 |  | 0.066781 |  | 0.070621
| 0.2057 |  | 0.20734 |  | 0.072727 |  | 0.14724 |  | 0.074332 |  | 0.082613 |  | 0.066441 |  | 0.07053
| 0.20583 |  | 0.20749 |  | 0.072592 |  | 0.14726 |  | 0.074033 |  | 0.082191 |  | 0.065972 |  | 0.070481
| 0.20423 |  | 0.2066 |  | 0.072557 |  | 0.1473 |  | 0.073732 |  | 0.081681 |  | 0.065723 |  | 0.070213
| 0.20283 |  | 0.20618 |  | 0.072324 |  | 0.14739 |  | 0.073445 |  | 0.080994 |  | 0.065483 |  | 0.069386
| 0.20375 |  | 0.2057 |  | 0.07205 |  | 0.14749 |  | 0.073125 |  | 0.080948 |  | 0.065152 |  | 0.069033
| 0.20436 |  | 0.20553 |  | 0.071699 |  | 0.14727 |  | 0.072852 |  | 0.080846 |  | 0.064547 |  | 0.069053
| 0.20397 |  | 0.20555 |  | 0.071639 |  | 0.14711 |  | 0.072633 |  | 0.080621 |  | 0.064245 |  | 0.069049
| 0.20349 |  | 0.20523 |  | 0.071651 |  | 0.14721 |  | 0.072407 |  | 0.080395 |  | 0.06426 |  | 0.069009
| 0.20234 |  | 0.20491 |  | 0.071335 |  | 0.14724 |  | 0.072078 |  | 0.079836 |  | 0.064241 |  | 0.068644
| 0.20276 |  | 0.20469 |  | 0.071096 |  | 0.14732 |  | 0.071755 |  | 0.079272 |  | 0.064361 |  | 0.068361
| 0.20249 |  | 0.20447 |  | 0.070876 |  | 0.14751 |  | 0.071462 |  | 0.079132 |  | 0.06419 |  | 0.068217
| 0.20153 |  | 0.20344 |  | 0.07045 |  | 0.14805 |  | 0.071117 |  | 0.078911 |  | 0.063724 |  | 0.067755
| 0.20149 |  | 0.2022 |  | 0.070113 |  | 0.14837 |  | 0.070804 |  | 0.078583 |  | 0.063156 |  | 0.067071
| 0.20053 |  | 0.20187 |  | 0.070237 |  | 0.14742 |  | 0.070531 |  | 0.078373 |  | 0.062953 |  | 0.066854
| 0.2001 |  | 0.20212 |  | 0.069891 |  | 0.14661 |  | 0.070181 |  | 0.07798 |  | 0.062399 |  | 0.066978
| 0.20008 |  | 0.20242 |  | 0.069525 |  | 0.14711 |  | 0.069925 |  | 0.077533 |  | 0.062328 |  | 0.066829
| 0.20032 |  | 0.20164 |  | 0.069439 |  | 0.1469 |  | 0.069678 |  | 0.077187 |  | 0.062618 |  | 0.066198
| 0.1995 |  | 0.20104 |  | 0.069426 |  | 0.14601 |  | 0.06936 |  | 0.077128 |  | 0.062175 |  | 0.066057
| 0.19834 |  | 0.20005 |  | 0.069051 |  | 0.14565 |  | 0.069055 |  | 0.076724 |  | 0.061592 |  | 0.066161
| 0.19924 |  | 0.19966 |  | 0.068714 |  | 0.14575 |  | 0.068798 |  | 0.076328 |  | 0.061284 |  | 0.065675
| 0.19966 |  | 0.20025 |  | 0.068778 |  | 0.14631 |  | 0.068572 |  | 0.076032 |  | 0.061312 |  | 0.065503
| 0.1982 |  | 0.19946 |  | 0.068258 |  | 0.14655 |  | 0.068265 |  | 0.075604 |  | 0.061002 |  | 0.065197
| 0.19778 |  | 0.19915 |  | 0.068029 |  | 0.14639 |  | 0.068022 |  | 0.075479 |  | 0.060819 |  | 0.064732
| 0.1968 |  | 0.19893 |  | 0.068094 |  | 0.1469 |  | 0.067782 |  | 0.075449 |  | 0.06093 |  | 0.06462
| 0.19684 |  | 0.19823 |  | 0.06808 |  | 0.14643 |  | 0.067559 |  | 0.075116 |  | 0.060624 |  | 0.064606
| 0.19692 |  | 0.19812 |  | 0.067903 |  | 0.14491 |  | 0.067339 |  | 0.074931 |  | 0.060357 |  | 0.064387
| 0.1954 |  | 0.19809 |  | 0.067496 |  | 0.14489 |  | 0.067059 |  | 0.074503 |  | 0.060243 |  | 0.064038
| 0.19499 |  | 0.19806 |  | 0.067517 |  | 0.14525 |  | 0.066848 |  | 0.074345 |  | 0.060041 |  | 0.064132
| 0.19453 |  | 0.19811 |  | 0.067553 |  | 0.14493 |  | 0.066677 |  | 0.074388 |  | 0.059936 |  | 0.063994
| 0.1944 |  | 0.19816 |  | 0.067259 |  | 0.14436 |  | 0.066483 |  | 0.074095 |  | 0.059604 |  | 0.063641
| 0.19337 |  | 0.19815 |  | 0.066867 |  | 0.14374 |  | 0.066268 |  | 0.073748 |  | 0.0594 |  | 0.06347
| 0.19132 |  | 0.1978 |  | 0.066852 |  | 0.1437 |  | 0.06609 |  | 0.073415 |  | 0.059276 |  | 0.063551
| 0.19249 |  | 0.19736 |  | 0.066814 |  | 0.14366 |  | 0.065824 |  | 0.073107 |  | 0.059037 |  | 0.063354
| 0.19272 |  | 0.19657 |  | 0.066631 |  | 0.14356 |  | 0.065619 |  | 0.07297 |  | 0.05902 |  | 0.062816
| 0.19039 |  | 0.19631 |  | 0.066484 |  | 0.14406 |  | 0.065457 |  | 0.073091 |  | 0.058865 |  | 0.062586
| 0.19028 |  | 0.1959 |  | 0.066296 |  | 0.14396 |  | 0.065285 |  | 0.073122 |  | 0.058754 |  | 0.062402
| 0.19062 |  | 0.1964 |  | 0.066196 |  | 0.14311 |  | 0.06514 |  | 0.072754 |  | 0.058559 |  | 0.062442
| 0.19013 |  | 0.19753 |  | 0.066009 |  | 0.14353 |  | 0.064895 |  | 0.072192 |  | 0.058376 |  | 0.062283
| 0.18884 |  | 0.19715 |  | 0.065842 |  | 0.1437 |  | 0.064717 |  | 0.072043 |  | 0.058138 |  | 0.062116
| 0.18853 |  | 0.19607 |  | 0.065538 |  | 0.14243 |  | 0.064413 |  | 0.07198 |  | 0.057611 |  | 0.062017
| 0.18822 |  | 0.19565 |  | 0.065397 |  | 0.1421 |  | 0.064205 |  | 0.071807 |  | 0.05766 |  | 0.06175
| 0.18665 |  | 0.19528 |  | 0.06524 |  | 0.14238 |  | 0.06404 |  | 0.071503 |  | 0.057642 |  | 0.061619
| 0.1855 |  | 0.19489 |  | 0.065099 |  | 0.14178 |  | 0.06376 |  | 0.071261 |  | 0.057309 |  | 0.061642
| 0.18431 |  | 0.19456 |  | 0.064947 |  | 0.142 |  | 0.063516 |  | 0.07101 |  | 0.057145 |  | 0.061498
| 0.18415 |  | 0.19468 |  | 0.064532 |  | 0.14208 |  | 0.063294 |  | 0.070973 |  | 0.057064 |  | 0.061329
| 0.18386 |  | 0.19477 |  | 0.063957 |  | 0.14136 |  | 0.063011 |  | 0.070498 |  | 0.056972 |  | 0.061055
| 0.1831 |  | 0.19391 |  | 0.063926 |  | 0.14176 |  | 0.062745 |  | 0.070042 |  | 0.056615 |  | 0.060702
| 0.18227 |  | 0.19313 |  | 0.064152 |  | 0.14184 |  | 0.062502 |  | 0.070063 |  | 0.056187 |  | 0.060397
| 0.18075 |  | 0.19232 |  | 0.064058 |  | 0.14066 |  | 0.062251 |  | 0.069758 |  | 0.056028 |  | 0.060283
| 0.18027 |  | 0.19178 |  | 0.063723 |  | 0.1401 |  | 0.061916 |  | 0.068989 |  | 0.055834 |  | 0.059946
| 0.17965 |  | 0.1919 |  | 0.063462 |  | 0.13919 |  | 0.061657 |  | 0.068898 |  | 0.055851 |  | 0.059857
| 0.17924 |  | 0.19182 |  | 0.063257 |  | 0.13874 |  | 0.061345 |  | 0.069054 |  | 0.055613 |  | 0.059763
| 0.17713 |  | 0.19027 |  | 0.062627 |  | 0.13963 |  | 0.060777 |  | 0.068401 |  | 0.055273 |  | 0.059122
| 0.17548 |  | 0.18908 |  | 0.062261 |  | 0.1388 |  | 0.060434 |  | 0.067706 |  | 0.05481 |  | 0.058724
| 0.1751 |  | 0.18833 |  | 0.062049 |  | 0.13876 |  | 0.060156 |  | 0.067324 |  | 0.054415 |  | 0.058434
| 0.17424 |  | 0.18794 |  | 0.061747 |  | 0.13914 |  | 0.059899 |  | 0.067147 |  | 0.054307 |  | 0.058448
| 0.17382 |  | 0.18816 |  | 0.061558 |  | 0.13819 |  | 0.05962 |  | 0.066918 |  | 0.054011 |  | 0.058063
| 0.17253 |  | 0.1875 |  | 0.061254 |  | 0.1373 |  | 0.059311 |  | 0.0665 |  | 0.053668 |  | 0.057686
| 0.17214 |  | 0.18602 |  | 0.06086 |  | 0.13641 |  | 0.058934 |  | 0.066059 |  | 0.053669 |  | 0.057392
| 0.1713 |  | 0.18536 |  | 0.060538 |  | 0.13573 |  | 0.058633 |  | 0.066054 |  | 0.053435 |  | 0.057122
| 0.17093 |  | 0.18576 |  | 0.060203 |  | 0.13567 |  | 0.058394 |  | 0.065544 |  | 0.052883 |  | 0.056835
| 0.17066 |  | 0.18539 |  | 0.059825 |  | 0.13601 |  | 0.058064 |  | 0.064492 |  | 0.052516 |  | 0.05635
| 0.16966 |  | 0.18419 |  | 0.059613 |  | 0.1364 |  | 0.057696 |  | 0.064374 |  | 0.05222 |  | 0.0557
| 0.16867 |  | 0.1834 |  | 0.059389 |  | 0.13602 |  | 0.057323 |  | 0.064636 |  | 0.0521 |  | 0.055569
| 0.16807 |  | 0.18249 |  | 0.059086 |  | 0.13588 |  | 0.057002 |  | 0.064602 |  | 0.051933 |  | 0.055836
| 0.16743 |  | 0.18148 |  | 0.058624 |  | 0.13573 |  | 0.056677 |  | 0.064022 |  | 0.051707 |  | 0.055496
| 0.16615 |  | 0.18029 |  | 0.058046 |  | 0.13441 |  | 0.056124 |  | 0.063228 |  | 0.051039 |  | 0.055054
| 0.16512 |  | 0.17929 |  | 0.058016 |  | 0.1334 |  | 0.055772 |  | 0.063113 |  | 0.050757 |  | 0.05478
| 0.16497 |  | 0.17872 |  | 0.057896 |  | 0.13301 |  | 0.055564 |  | 0.062567 |  | 0.050274 |  | 0.054255
| 0.16487 |  | 0.17756 |  | 0.057132 |  | 0.13327 |  | 0.05511 |  | 0.062006 |  | 0.049925 |  | 0.053729
| 0.164 |  | 0.17685 |  | 0.056611 |  | 0.13349 |  | 0.054724 |  | 0.061745 |  | 0.049618 |  | 0.053269
| 0.16334 |  | 0.17606 |  | 0.056407 |  | 0.13341 |  | 0.054317 |  | 0.061152 |  | 0.049355 |  | 0.05289
| 0.16342 |  | 0.17655 |  | 0.056512 |  | 0.13262 |  | 0.054364 |  | 0.061115 |  | 0.04986 |  | 0.053312
| 0.16385 |  | 0.17662 |  | 0.056186 |  | 0.13211 |  | 0.054227 |  | 0.06113 |  | 0.049107 |  | 0.053365
| 0.1627 |  | 0.17501 |  | 0.055708 |  | 0.13192 |  | 0.053724 |  | 0.060588 |  | 0.048279 |  | 0.052509
| 0.1607 |  | 0.17361 |  | 0.055537 |  | 0.13161 |  | 0.053402 |  | 0.060115 |  | 0.048635 |  | 0.052046
| 0.16005 |  | 0.17172 |  | 0.054777 |  | 0.13123 |  | 0.052832 |  | 0.059491 |  | 0.048294 |  | 0.051692
| 0.15932 |  | 0.17203 |  | 0.054789 |  | 0.13068 |  | 0.052824 |  | 0.05925 |  | 0.047983 |  | 0.051552
| 0.1584 |  | 0.17241 |  | 0.055075 |  | 0.13101 |  | 0.052809 |  | 0.05919 |  | 0.047803 |  | 0.051497
| 0.15825 |  | 0.1717 |  | 0.054606 |  | 0.13097 |  | 0.052415 |  | 0.059182 |  | 0.047697 |  | 0.051499
| 0.15789 |  | 0.17057 |  | 0.054067 |  | 0.13028 |  | 0.052029 |  | 0.058822 |  | 0.047698 |  | 0.051174
| 0.15693 |  | 0.16866 |  | 0.053485 |  | 0.13001 |  | 0.051586 |  | 0.05811 |  | 0.047155 |  | 0.050644
| 0.15614 |  | 0.16827 |  | 0.053353 |  | 0.12974 |  | 0.05136 |  | 0.057937 |  | 0.046855 |  | 0.050428
| 0.1557 |  | 0.16774 |  | 0.053357 |  | 0.12926 |  | 0.051163 |  | 0.057744 |  | 0.046491 |  | 0.050093
| 0.15441 |  | 0.16647 |  | 0.052958 |  | 0.12898 |  | 0.05086 |  | 0.05746 |  | 0.0463 |  | 0.050072
| 0.15345 |  | 0.16697 |  | 0.052921 |  | 0.12906 |  | 0.050799 |  | 0.057198 |  | 0.046257 |  | 0.049922
| 0.15295 |  | 0.16693 |  | 0.05282 |  | 0.12918 |  | 0.050579 |  | 0.056912 |  | 0.046076 |  | 0.049714
| 0.15193 |  | 0.16516 |  | 0.052042 |  | 0.12898 |  | 0.050028 |  | 0.056336 |  | 0.045499 |  | 0.049111
| 0.15185 |  | 0.16525 |  | 0.051976 |  | 0.12829 |  | 0.049971 |  | 0.0563 |  | 0.045306 |  | 0.048884
| 0.15147 |  | 0.16458 |  | 0.051362 |  | 0.12787 |  | 0.049503 |  | 0.055999 |  | 0.04522 |  | 0.048483
| 0.15082 |  | 0.16256 |  | 0.050608 |  | 0.12784 |  | 0.048858 |  | 0.055407 |  | 0.044581 |  | 0.047891
| 0.15106 |  | 0.16126 |  | 0.05059 |  | 0.12696 |  | 0.048576 |  | 0.054938 |  | 0.044171 |  | 0.047864
| 0.15008 |  | 0.16159 |  | 0.05063 |  | 0.12523 |  | 0.048539 |  | 0.054893 |  | 0.044166 |  | 0.048072
| 0.14943 |  | 0.16142 |  | 0.050677 |  | 0.12298 |  | 0.048324 |  | 0.054609 |  | 0.044074 |  | 0.047734
| 0.14947 |  | 0.15975 |  | 0.050236 |  | 0.12144 |  | 0.047866 |  | 0.053701 |  | 0.04374 |  | 0.046843
| 0.14895 |  | 0.15869 |  | 0.049686 |  | 0.1217 |  | 0.04753 |  | 0.053199 |  | 0.04355 |  | 0.04667
| 0.14758 |  | 0.15815 |  | 0.049347 |  | 0.12265 |  | 0.047239 |  | 0.05326 |  | 0.043275 |  | 0.046502
| 0.1463 |  | 0.15744 |  | 0.049212 |  | 0.12309 |  | 0.04697 |  | 0.053422 |  | 0.042951 |  | 0.046438
| 0.14569 |  | 0.15565 |  | 0.048773 |  | 0.12306 |  | 0.046485 |  | 0.05275 |  | 0.042485 |  | 0.046116
| 0.14572 |  | 0.15612 |  | 0.04873 |  | 0.12297 |  | 0.046544 |  | 0.052707 |  | 0.042622 |  | 0.045815
| 0.14595 |  | 0.15537 |  | 0.048355 |  | 0.12316 |  | 0.046163 |  | 0.052198 |  | 0.042454 |  | 0.04543
| 0.14538 |  | 0.1542 |  | 0.047863 |  | 0.12331 |  | 0.045639 |  | 0.051417 |  | 0.041691 |  | 0.044942
| 0.14451 |  | 0.15395 |  | 0.047525 |  | 0.12296 |  | 0.045414 |  | 0.051159 |  | 0.041293 |  | 0.044774
| 0.14374 |  | 0.15031 |  | 0.046427 |  | 0.12286 |  | 0.044554 |  | 0.050591 |  | 0.040633 |  | 0.044265
| 0.14307 |  | 0.15023 |  | 0.046797 |  | 0.12293 |  | 0.044598 |  | 0.050893 |  | 0.040595 |  | 0.044217
| 0.14282 |  | 0.15161 |  | 0.047338 |  | 0.12312 |  | 0.044646 |  | 0.051037 |  | 0.040837 |  | 0.044052
| 0.14273 |  | 0.15177 |  | 0.047139 |  | 0.12366 |  | 0.044485 |  | 0.050961 |  | 0.040907 |  | 0.043898
| 0.14208 |  | 0.15236 |  | 0.047144 |  | 0.12404 |  | 0.044686 |  | 0.051189 |  | 0.041191 |  | 0.044226
| 0.14149 |  | 0.15207 |  | 0.046777 |  | 0.12467 |  | 0.04449 |  | 0.051029 |  | 0.041053 |  | 0.043952
| 0.14099 |  | 0.15182 |  | 0.046449 |  | 0.12581 |  | 0.044342 |  | 0.050381 |  | 0.040855 |  | 0.043748
| 0.14111 |  | 0.1509 |  | 0.046156 |  | 0.12651 |  | 0.044069 |  | 0.050074 |  | 0.040584 |  | 0.043676
| 0.14091 |  | 0.15045 |  | 0.045837 |  | 0.12668 |  | 0.043905 |  | 0.050049 |  | 0.040266 |  | 0.043548
| 0.13965 |  | 0.14798 |  | 0.045244 |  | 0.12641 |  | 0.043269 |  | 0.049175 |  | 0.039699 |  | 0.042886
| 0.13928 |  | 0.14571 |  | 0.044747 |  | 0.12609 |  | 0.04266 |  | 0.048788 |  | 0.039234 |  | 0.042095
| 0.13884 |  | 0.14633 |  | 0.044538 |  | 0.12589 |  | 0.042803 |  | 0.049059 |  | 0.039122 |  | 0.042142
| 0.13744 |  | 0.14548 |  | 0.044169 |  | 0.12492 |  | 0.042603 |  | 0.048449 |  | 0.038592 |  | 0.042094
| 0.13731 |  | 0.14372 |  | 0.043806 |  | 0.12332 |  | 0.042116 |  | 0.047697 |  | 0.03819 |  | 0.041871
| 0.13769 |  | 0.14367 |  | 0.043856 |  | 0.12163 |  | 0.042151 |  | 0.047465 |  | 0.038262 |  | 0.04175
| 0.13646 |  | 0.14292 |  | 0.043545 |  | 0.12063 |  | 0.041891 |  | 0.046931 |  | 0.037996 |  | 0.041402
| 0.13436 |  | 0.14088 |  | 0.042818 |  | 0.12034 |  | 0.041245 |  | 0.046332 |  | 0.03738 |  | 0.040782
| 0.13457 |  | 0.14093 |  | 0.042535 |  | 0.12003 |  | 0.041229 |  | 0.046311 |  | 0.037466 |  | 0.040654
| 0.13546 |  | 0.1412 |  | 0.042762 |  | 0.11989 |  | 0.041436 |  | 0.046221 |  | 0.037784 |  | 0.041122
| 0.13515 |  | 0.14132 |  | 0.043177 |  | 0.11933 |  | 0.041614 |  | 0.046372 |  | 0.037688 |  | 0.04127
| 0.1348 |  | 0.14091 |  | 0.042726 |  | 0.11906 |  | 0.04129 |  | 0.046341 |  | 0.037154 |  | 0.040962
| 0.13402 |  | 0.13957 |  | 0.042133 |  | 0.11895 |  | 0.040788 |  | 0.0462 |  | 0.036735 |  | 0.040404
| 0.13321 |  | 0.138 |  | 0.04198 |  | 0.11833 |  | 0.040616 |  | 0.045726 |  | 0.036825 |  | 0.039923
| 0.13261 |  | 0.13623 |  | 0.041418 |  | 0.11819 |  | 0.040217 |  | 0.044908 |  | 0.036402 |  | 0.039663
| 0.13177 |  | 0.13481 |  | 0.040906 |  | 0.11804 |  | 0.03967 |  | 0.04462 |  | 0.03562 |  | 0.039078
| 0.13087 |  | 0.13423 |  | 0.040536 |  | 0.1173 |  | 0.039247 |  | 0.04399 |  | 0.035331 |  | 0.038505
| 0.13076 |  | 0.13387 |  | 0.040189 |  | 0.11733 |  | 0.038929 |  | 0.043598 |  | 0.035377 |  | 0.038145
| 0.13119 |  | 0.13347 |  | 0.040302 |  | 0.11782 |  | 0.038947 |  | 0.043979 |  | 0.035539 |  | 0.03814
| 0.13112 |  | 0.13345 |  | 0.040474 |  | 0.11752 |  | 0.038973 |  | 0.04391 |  | 0.03553 |  | 0.038314
| 0.12986 |  | 0.13349 |  | 0.040453 |  | 0.11574 |  | 0.03873 |  | 0.043876 |  | 0.035307 |  | 0.038253
| 0.12869 |  | 0.13377 |  | 0.040484 |  | 0.11509 |  | 0.038747 |  | 0.044196 |  | 0.0354 |  | 0.038348
| 0.12811 |  | 0.13287 |  | 0.040181 |  | 0.11601 |  | 0.038502 |  | 0.043934 |  | 0.035142 |  | 0.038035
| 0.12712 |  | 0.13274 |  | 0.0399 |  | 0.11525 |  | 0.038328 |  | 0.043653 |  | 0.034844 |  | 0.037809
| 0.12585 |  | 0.132 |  | 0.039799 |  | 0.11493 |  | 0.038266 |  | 0.043556 |  | 0.035072 |  | 0.037819
| 0.12623 |  | 0.12926 |  | 0.039196 |  | 0.11533 |  | 0.03754 |  | 0.04273 |  | 0.034352 |  | 0.037149
| 0.12675 |  | 0.12844 |  | 0.03887 |  | 0.11472 |  | 0.037281 |  | 0.042414 |  | 0.033634 |  | 0.03685
| 0.12619 |  | 0.1297 |  | 0.039194 |  | 0.1142 |  | 0.037596 |  | 0.042964 |  | 0.034071 |  | 0.036969
| 0.12491 |  | 0.13081 |  | 0.039527 |  | 0.11341 |  | 0.037849 |  | 0.04314 |  | 0.034297 |  | 0.037074
| 0.1241 |  | 0.13112 |  | 0.039682 |  | 0.1127 |  | 0.037993 |  | 0.043097 |  | 0.034231 |  | 0.037271
| 0.12447 |  | 0.13072 |  | 0.03922 |  | 0.11272 |  | 0.037808 |  | 0.042663 |  | 0.034158 |  | 0.037406
| 0.12403 |  | 0.13026 |  | 0.0389 |  | 0.11247 |  | 0.037591 |  | 0.042492 |  | 0.033717 |  | 0.037276
| 0.12344 |  | 0.12973 |  | 0.0391 |  | 0.11266 |  | 0.037498 |  | 0.042613 |  | 0.033509 |  | 0.03687
| 0.12256 |  | 0.12904 |  | 0.038716 |  | 0.11288 |  | 0.037294 |  | 0.042592 |  | 0.033531 |  | 0.036655
| 0.12208 |  | 0.12804 |  | 0.038174 |  | 0.11253 |  | 0.036989 |  | 0.042188 |  | 0.033274 |  | 0.036636
| 0.12178 |  | 0.12747 |  | 0.038122 |  | 0.11245 |  | 0.036896 |  | 0.041963 |  | 0.033025 |  | 0.036628
| 0.12179 |  | 0.12768 |  | 0.038236 |  | 0.1128 |  | 0.036968 |  | 0.042111 |  | 0.033331 |  | 0.03645
| 0.12103 |  | 0.12723 |  | 0.037936 |  | 0.11243 |  | 0.036807 |  | 0.041786 |  | 0.033242 |  | 0.036082
| 0.11995 |  | 0.12566 |  | 0.037148 |  | 0.11156 |  | 0.036249 |  | 0.040837 |  | 0.032476 |  | 0.035677
| 0.11942 |  | 0.12627 |  | 0.037268 |  | 0.11142 |  | 0.036166 |  | 0.04097 |  | 0.032578 |  | 0.035821
| 0.11847 |  | 0.12642 |  | 0.037468 |  | 0.11159 |  | 0.036274 |  | 0.041352 |  | 0.032716 |  | 0.035784
| 0.11784 |  | 0.12523 |  | 0.037134 |  | 0.11131 |  | 0.036017 |  | 0.041123 |  | 0.032359 |  | 0.035472
| 0.11746 |  | 0.12475 |  | 0.036914 |  | 0.11055 |  | 0.035705 |  | 0.040598 |  | 0.031953 |  | 0.035005
| 0.11679 |  | 0.12458 |  | 0.036817 |  | 0.10981 |  | 0.035714 |  | 0.040237 |  | 0.031789 |  | 0.034901
| 0.11631 |  | 0.12458 |  | 0.036799 |  | 0.10947 |  | 0.035694 |  | 0.040353 |  | 0.031815 |  | 0.035131
| 0.11634 |  | 0.12307 |  | 0.036526 |  | 0.10952 |  | 0.035256 |  | 0.040006 |  | 0.031579 |  | 0.034796
| 0.11486 |  | 0.12195 |  | 0.036206 |  | 0.10936 |  | 0.034941 |  | 0.03966 |  | 0.031639 |  | 0.034646
| 0.11455 |  | 0.12167 |  | 0.035942 |  | 0.1092 |  | 0.034791 |  | 0.039505 |  | 0.031573 |  | 0.03424
| 0.11453 |  | 0.12092 |  | 0.035695 |  | 0.10856 |  | 0.034607 |  | 0.03941 |  | 0.030959 |  | 0.033948
| 0.11317 |  | 0.12019 |  | 0.035428 |  | 0.10759 |  | 0.034439 |  | 0.039289 |  | 0.030872 |  | 0.033981
| 0.1128 |  | 0.11944 |  | 0.035152 |  | 0.1071 |  | 0.034152 |  | 0.03902 |  | 0.03073 |  | 0.03359
| 0.11224 |  | 0.11813 |  | 0.034794 |  | 0.10661 |  | 0.033741 |  | 0.038367 |  | 0.030343 |  | 0.033212
| 0.11172 |  | 0.11768 |  | 0.034628 |  | 0.10648 |  | 0.033711 |  | 0.038179 |  | 0.030347 |  | 0.033082
| 0.11154 |  | 0.11686 |  | 0.034368 |  | 0.10642 |  | 0.033495 |  | 0.038017 |  | 0.030184 |  | 0.032867
| 0.11111 |  | 0.11581 |  | 0.034042 |  | 0.10691 |  | 0.033123 |  | 0.03754 |  | 0.029819 |  | 0.032729
| 0.11024 |  | 0.11517 |  | 0.033812 |  | 0.10699 |  | 0.032877 |  | 0.037398 |  | 0.029458 |  | 0.032721
| 0.10971 |  | 0.11376 |  | 0.033429 |  | 0.10622 |  | 0.032552 |  | 0.036935 |  | 0.029236 |  | 0.032189
| 0.1095 |  | 0.11349 |  | 0.032997 |  | 0.10606 |  | 0.03236 |  | 0.036377 |  | 0.029183 |  | 0.031623
| 0.10902 |  | 0.11393 |  | 0.032991 |  | 0.10551 |  | 0.032449 |  | 0.036544 |  | 0.029319 |  | 0.031869
| 0.10839 |  | 0.11405 |  | 0.032855 |  | 0.10461 |  | 0.032447 |  | 0.036852 |  | 0.029509 |  | 0.032047
| 0.10768 |  | 0.113 |  | 0.032508 |  | 0.10396 |  | 0.03207 |  | 0.036579 |  | 0.029004 |  | 0.031709
| 0.10725 |  | 0.11104 |  | 0.03248 |  | 0.10343 |  | 0.031744 |  | 0.036083 |  | 0.028606 |  | 0.031199
| 0.10676 |  | 0.11029 |  | 0.032293 |  | 0.10311 |  | 0.031504 |  | 0.03584 |  | 0.028649 |  | 0.030909
| 0.10595 |  | 0.10986 |  | 0.032073 |  | 0.10281 |  | 0.031301 |  | 0.035645 |  | 0.028307 |  | 0.031158
| 0.10551 |  | 0.10937 |  | 0.031856 |  | 0.10242 |  | 0.031109 |  | 0.035344 |  | 0.027972 |  | 0.031031
| 0.10525 |  | 0.109 |  | 0.031616 |  | 0.102 |  | 0.0309 |  | 0.035143 |  | 0.027807 |  | 0.030696
| 0.10457 |  | 0.10802 |  | 0.031476 |  | 0.10161 |  | 0.030663 |  | 0.0348 |  | 0.027587 |  | 0.030451
| 0.10395 |  | 0.10722 |  | 0.031206 |  | 0.10125 |  | 0.030484 |  | 0.034696 |  | 0.027447 |  | 0.030074
| 0.1035 |  | 0.10661 |  | 0.030954 |  | 0.10083 |  | 0.030298 |  | 0.034706 |  | 0.027182 |  | 0.029825
| 0.10294 |  | 0.10601 |  | 0.030885 |  | 0.10051 |  | 0.030131 |  | 0.034508 |  | 0.027042 |  | 0.030046
| 0.10248 |  | 0.10542 |  | 0.030515 |  | 0.10014 |  | 0.029968 |  | 0.034052 |  | 0.027147 |  | 0.030041
| 0.1021 |  | 0.10548 |  | 0.030313 |  | 0.099751 |  | 0.029796 |  | 0.033698 |  | 0.027042 |  | 0.029607
| 0.10143 |  | 0.10485 |  | 0.030335 |  | 0.099401 |  | 0.029631 |  | 0.033629 |  | 0.026708 |  | 0.029466
| 0.10072 |  | 0.10426 |  | 0.030019 |  | 0.098944 |  | 0.029484 |  | 0.033605 |  | 0.026482 |  | 0.029537
| 0.10024 |  | 0.10407 |  | 0.029723 |  | 0.098363 |  | 0.029367 |  | 0.033483 |  | 0.026456 |  | 0.029393
| 0.099736 |  | 0.10357 |  | 0.029826 |  | 0.097877 |  | 0.029231 |  | 0.033044 |  | 0.026384 |  | 0.029037
| 0.099142 |  | 0.10322 |  | 0.029623 |  | 0.097605 |  | 0.029085 |  | 0.032928 |  | 0.026111 |  | 0.028876
| 0.098598 |  | 0.10215 |  | 0.029302 |  | 0.097303 |  | 0.028959 |  | 0.032904 |  | 0.025862 |  | 0.028968
| 0.097941 |  | 0.10151 |  | 0.029144 |  | 0.096915 |  | 0.028787 |  | 0.032731 |  | 0.025733 |  | 0.028845
| 0.097377 |  | 0.10168 |  | 0.029065 |  | 0.096473 |  | 0.028664 |  | 0.032562 |  | 0.025824 |  | 0.028726
| 0.097012 |  | 0.10156 |  | 0.029007 |  | 0.096015 |  | 0.02859 |  | 0.032461 |  | 0.025973 |  | 0.028757
| 0.096341 |  | 0.10125 |  | 0.028678 |  | 0.095618 |  | 0.02845 |  | 0.03225 |  | 0.02597 |  | 0.028519
| 0.095742 |  | 0.1002 |  | 0.028444 |  | 0.095161 |  | 0.028219 |  | 0.031925 |  | 0.025805 |  | 0.028148
| 0.095221 |  | 0.099313 |  | 0.028406 |  | 0.094742 |  | 0.02806 |  | 0.031929 |  | 0.025519 |  | 0.028167
| 0.094458 |  | 0.099687 |  | 0.028192 |  | 0.09419 |  | 0.027952 |  | 0.03175 |  | 0.025411 |  | 0.027999
| 0.093899 |  | 0.099504 |  | 0.028072 |  | 0.093705 |  | 0.027773 |  | 0.031499 |  | 0.025234 |  | 0.027861
| 0.093503 |  | 0.098438 |  | 0.028031 |  | 0.093448 |  | 0.02755 |  | 0.031298 |  | 0.025059 |  | 0.027765
| 0.093026 |  | 0.097836 |  | 0.027766 |  | 0.093154 |  | 0.027407 |  | 0.031143 |  | 0.024941 |  | 0.027534
| 0.0926 |  | 0.097679 |  | 0.027591 |  | 0.092758 |  | 0.027331 |  | 0.031039 |  | 0.024646 |  | 0.027494
| 0.091987 |  | 0.097108 |  | 0.027504 |  | 0.092324 |  | 0.027174 |  | 0.030894 |  | 0.024494 |  | 0.027158
| 0.09144 |  | 0.096275 |  | 0.027394 |  | 0.091814 |  | 0.026997 |  | 0.030838 |  | 0.024501 |  | 0.026804
| 0.091061 |  | 0.095741 |  | 0.027112 |  | 0.091282 |  | 0.026843 |  | 0.030686 |  | 0.024426 |  | 0.026764
| 0.090469 |  | 0.095151 |  | 0.02685 |  | 0.090793 |  | 0.026665 |  | 0.030307 |  | 0.02425 |  | 0.026821
| 0.089906 |  | 0.094582 |  | 0.026976 |  | 0.090054 |  | 0.026545 |  | 0.030182 |  | 0.024081 |  | 0.02669
| 0.089519 |  | 0.094206 |  | 0.026698 |  | 0.089545 |  | 0.026389 |  | 0.029992 |  | 0.02399 |  | 0.026352
| 0.088943 |  | 0.093615 |  | 0.026182 |  | 0.089409 |  | 0.026183 |  | 0.029674 |  | 0.023879 |  | 0.026248
| 0.088207 |  | 0.092596 |  | 0.025791 |  | 0.089129 |  | 0.026009 |  | 0.029381 |  | 0.023595 |  | 0.026179
| 0.087668 |  | 0.092073 |  | 0.025762 |  | 0.088741 |  | 0.025911 |  | 0.029268 |  | 0.023402 |  | 0.02609
| 0.08709 |  | 0.092065 |  | 0.025978 |  | 0.088301 |  | 0.025785 |  | 0.029434 |  | 0.023404 |  | 0.025963
| 0.086817 |  | 0.091227 |  | 0.025871 |  | 0.087838 |  | 0.025615 |  | 0.029368 |  | 0.023161 |  | 0.025768
| 0.086849 |  | 0.090535 |  | 0.025602 |  | 0.087353 |  | 0.025433 |  | 0.029183 |  | 0.022866 |  | 0.02563
| 0.08649 |  | 0.090507 |  | 0.025327 |  | 0.087004 |  | 0.025273 |  | 0.028928 |  | 0.022796 |  | 0.025424
| 0.085724 |  | 0.090101 |  | 0.025163 |  | 0.086521 |  | 0.025125 |  | 0.028678 |  | 0.022701 |  | 0.025445
| 0.085188 |  | 0.089903 |  | 0.02502 |  | 0.086057 |  | 0.024948 |  | 0.028629 |  | 0.022473 |  | 0.025142
| 0.084482 |  | 0.089038 |  | 0.024794 |  | 0.085782 |  | 0.024777 |  | 0.02842 |  | 0.022325 |  | 0.024859
| 0.083734 |  | 0.088179 |  | 0.024735 |  | 0.085366 |  | 0.024673 |  | 0.028049 |  | 0.022264 |  | 0.024874
| 0.083308 |  | 0.087942 |  | 0.024508 |  | 0.084904 |  | 0.024568 |  | 0.027904 |  | 0.022243 |  | 0.024802
| 0.08285 |  | 0.087371 |  | 0.024242 |  | 0.084651 |  | 0.024397 |  | 0.027765 |  | 0.022261 |  | 0.024786
| 0.082518 |  | 0.086873 |  | 0.024192 |  | 0.084234 |  | 0.024231 |  | 0.027651 |  | 0.022318 |  | 0.024518
| 0.082251 |  | 0.086532 |  | 0.024026 |  | 0.083864 |  | 0.024068 |  | 0.027598 |  | 0.022023 |  | 0.024467
| 0.081761 |  | 0.086127 |  | 0.023906 |  | 0.083448 |  | 0.023944 |  | 0.02727 |  | 0.02158 |  | 0.024632
| 0.081417 |  | 0.085369 |  | 0.023815 |  | 0.082959 |  | 0.023782 |  | 0.027215 |  | 0.021607 |  | 0.024253
| 0.080921 |  | 0.084999 |  | 0.023578 |  | 0.082685 |  | 0.023634 |  | 0.027174 |  | 0.021661 |  | 0.023942
| 0.080237 |  | 0.084397 |  | 0.023406 |  | 0.082361 |  | 0.023538 |  | 0.026751 |  | 0.021422 |  | 0.023921
| 0.079681 |  | 0.083389 |  | 0.023452 |  | 0.081945 |  | 0.0234 |  | 0.026625 |  | 0.021276 |  | 0.023662
| 0.079136 |  | 0.083205 |  | 0.023351 |  | 0.081506 |  | 0.023273 |  | 0.026345 |  | 0.021208 |  | 0.023404
| 0.078894 |  | 0.083121 |  | 0.023108 |  | 0.081066 |  | 0.023124 |  | 0.026183 |  | 0.021119 |  | 0.023248
| 0.078646 |  | 0.082394 |  | 0.022943 |  | 0.080674 |  | 0.022984 |  | 0.026346 |  | 0.021112 |  | 0.023399
| 0.078098 |  | 0.081802 |  | 0.022715 |  | 0.08021 |  | 0.022853 |  | 0.02616 |  | 0.020939 |  | 0.023444
| 0.077459 |  | 0.081546 |  | 0.022514 |  | 0.079792 |  | 0.022704 |  | 0.026027 |  | 0.020632 |  | 0.023253
| 0.077033 |  | 0.080809 |  | 0.022491 |  | 0.07947 |  | 0.022576 |  | 0.025832 |  | 0.020476 |  | 0.023047
| 0.076385 |  | 0.08005 |  | 0.022304 |  | 0.079123 |  | 0.02244 |  | 0.025667 |  | 0.020381 |  | 0.022836
| 0.075822 |  | 0.079932 |  | 0.022177 |  | 0.078752 |  | 0.022303 |  | 0.025414 |  | 0.020311 |  | 0.022681
| 0.075523 |  | 0.079904 |  | 0.022017 |  | 0.078335 |  | 0.022168 |  | 0.02531 |  | 0.020381 |  | 0.022521
| 0.075084 |  | 0.079407 |  | 0.021728 |  | 0.078012 |  | 0.022052 |  | 0.025456 |  | 0.020252 |  | 0.022459
| 0.074721 |  | 0.078642 |  | 0.021587 |  | 0.077572 |  | 0.021956 |  | 0.025108 |  | 0.019911 |  | 0.022313
| 0.07435 |  | 0.078045 |  | 0.021555 |  | 0.077156 |  | 0.021845 |  | 0.024944 |  | 0.019754 |  | 0.0222
| 0.073855 |  | 0.077541 |  | 0.021508 |  | 0.076715 |  | 0.021708 |  | 0.025001 |  | 0.019802 |  | 0.022262
| 0.073383 |  | 0.076887 |  | 0.021387 |  | 0.076321 |  | 0.021574 |  | 0.024753 |  | 0.019753 |  | 0.022039
| 0.073178 |  | 0.076472 |  | 0.021093 |  | 0.075928 |  | 0.021441 |  | 0.024525 |  | 0.019628 |  | 0.021769
| 0.072973 |  | 0.075847 |  | 0.020867 |  | 0.075558 |  | 0.021342 |  | 0.024517 |  | 0.019555 |  | 0.021752
| 0.072491 |  | 0.075509 |  | 0.020784 |  | 0.075328 |  | 0.021196 |  | 0.024321 |  | 0.019434 |  | 0.021518
| 0.071982 |  | 0.075168 |  | 0.020712 |  | 0.07498 |  | 0.021054 |  | 0.024119 |  | 0.019342 |  | 0.02121
| 0.071508 |  | 0.074423 |  | 0.020635 |  | 0.074516 |  | 0.020976 |  | 0.024115 |  | 0.019195 |  | 0.021083
| 0.071101 |  | 0.074414 |  | 0.02045 |  | 0.074169 |  | 0.020845 |  | 0.023624 |  | 0.01877 |  | 0.021128
| 0.070305 |  | 0.074434 |  | 0.020378 |  | 0.073799 |  | 0.02076 |  | 0.023338 |  | 0.018609 |  | 0.021115
| 0.069505 |  | 0.073796 |  | 0.020261 |  | 0.073359 |  | 0.020656 |  | 0.023537 |  | 0.018749 |  | 0.020952
| 0.068854 |  | 0.073449 |  | 0.020099 |  | 0.072989 |  | 0.020526 |  | 0.023459 |  | 0.018607 |  | 0.020634
| 0.068466 |  | 0.073282 |  | 0.020075 |  | 0.072617 |  | 0.020429 |  | 0.02335 |  | 0.018437 |  | 0.020553
| 0.068581 |  | 0.072404 |  | 0.019979 |  | 0.072223 |  | 0.020241 |  | 0.023236 |  | 0.01821 |  | 0.020602
| 0.06813 |  | 0.071952 |  | 0.01978 |  | 0.071899 |  | 0.020129 |  | 0.023085 |  | 0.018124 |  | 0.020349
| 0.067631 |  | 0.071427 |  | 0.019591 |  | 0.071436 |  | 0.020049 |  | 0.022934 |  | 0.01818 |  | 0.020272
| 0.067426 |  | 0.070597 |  | 0.019351 |  | 0.070994 |  | 0.01993 |  | 0.022682 |  | 0.018069 |  | 0.020292
| 0.067089 |  | 0.070327 |  | 0.019161 |  | 0.070646 |  | 0.019815 |  | 0.022634 |  | 0.018169 |  | 0.020275
| 0.066599 |  | 0.070118 |  | 0.019085 |  | 0.070276 |  | 0.019696 |  | 0.022642 |  | 0.018192 |  | 0.020057
| 0.066404 |  | 0.06986 |  | 0.019096 |  | 0.069905 |  | 0.019594 |  | 0.022367 |  | 0.017917 |  | 0.01991
| 0.066131 |  | 0.069793 |  | 0.018933 |  | 0.069535 |  | 0.019469 |  | 0.022209 |  | 0.017678 |  | 0.019904
| 0.065744 |  | 0.069136 |  | 0.018676 |  | 0.06914 |  | 0.01935 |  | 0.022154 |  | 0.017545 |  | 0.019662
| 0.065378 |  | 0.068035 |  | 0.018643 |  | 0.068862 |  | 0.019238 |  | 0.022012 |  | 0.017466 |  | 0.019537
| 0.06491 |  | 0.067951 |  | 0.01848 |  | 0.068631 |  | 0.019105 |  | 0.021818 |  | 0.017203 |  | 0.019572
| 0.06423 |  | 0.067941 |  | 0.018318 |  | 0.068261 |  | 0.018968 |  | 0.021777 |  | 0.017051 |  | 0.019466
| 0.063774 |  | 0.067066 |  | 0.018228 |  | 0.06775 |  | 0.018837 |  | 0.021743 |  | 0.017217 |  | 0.019139
| 0.06378 |  | 0.066312 |  | 0.018 |  | 0.067356 |  | 0.018719 |  | 0.02144 |  | 0.017209 |  | 0.018957
| 0.063332 |  | 0.066013 |  | 0.017907 |  | 0.067054 |  | 0.018562 |  | 0.021249 |  | 0.016907 |  | 0.019004
| 0.062699 |  | 0.065404 |  | 0.017758 |  | 0.066703 |  | 0.018465 |  | 0.021279 |  | 0.016686 |  | 0.018811
| 0.062361 |  | 0.064918 |  | 0.017639 |  | 0.066359 |  | 0.01839 |  | 0.020998 |  | 0.016607 |  | 0.018539
| 0.061896 |  | 0.064887 |  | 0.017709 |  | 0.066058 |  | 0.018292 |  | 0.020777 |  | 0.01649 |  | 0.018458
| 0.061492 |  | 0.064334 |  | 0.017522 |  | 0.065664 |  | 0.018152 |  | 0.020709 |  | 0.01631 |  | 0.018405
| 0.061519 |  | 0.063741 |  | 0.017384 |  | 0.065293 |  | 0.018015 |  | 0.020298 |  | 0.016216 |  | 0.018487
| 0.061207 |  | 0.063495 |  | 0.017254 |  | 0.064968 |  | 0.017921 |  | 0.020194 |  | 0.016194 |  | 0.018264
| 0.060634 |  | 0.062743 |  | 0.01706 |  | 0.064619 |  | 0.017773 |  | 0.020232 |  | 0.016314 |  | 0.018061
| 0.060214 |  | 0.062416 |  | 0.017042 |  | 0.064269 |  | 0.017688 |  | 0.020189 |  | 0.016273 |  | 0.018123
| 0.059766 |  | 0.062431 |  | 0.016908 |  | 0.063924 |  | 0.017609 |  | 0.020269 |  | 0.015991 |  | 0.018033
| 0.05932 |  | 0.061803 |  | 0.016679 |  | 0.06353 |  | 0.017445 |  | 0.020008 |  | 0.015793 |  | 0.017881
| 0.058978 |  | 0.061107 |  | 0.016547 |  | 0.063134 |  | 0.017332 |  | 0.019747 |  | 0.015506 |  | 0.017633
| 0.058525 |  | 0.060825 |  | 0.016539 |  | 0.062692 |  | 0.017301 |  | 0.019697 |  | 0.015629 |  | 0.017492
| 0.058169 |  | 0.060809 |  | 0.016467 |  | 0.062248 |  | 0.017136 |  | 0.019581 |  | 0.0157 |  | 0.017422
| 0.057922 |  | 0.060979 |  | 0.016422 |  | 0.061903 |  | 0.016997 |  | 0.019427 |  | 0.015497 |  | 0.017169
| 0.057463 |  | 0.060708 |  | 0.016159 |  | 0.061602 |  | 0.016913 |  | 0.019137 |  | 0.015433 |  | 0.016996
| 0.056951 |  | 0.059444 |  | 0.016047 |  | 0.061227 |  | 0.01683 |  | 0.019061 |  | 0.015318 |  | 0.017145
| 0.05661 |  | 0.059014 |  | 0.016199 |  | 0.060904 |  | 0.016725 |  | 0.019196 |  | 0.015172 |  | 0.017231
| 0.056304 |  | 0.059334 |  | 0.016085 |  | 0.06065 |  | 0.016639 |  | 0.019405 |  | 0.015148 |  | 0.01709
| 0.055997 |  | 0.058752 |  | 0.01583 |  | 0.060393 |  | 0.016534 |  | 0.01899 |  | 0.015093 |  | 0.016887
| 0.055799 |  | 0.058051 |  | 0.015659 |  | 0.060095 |  | 0.01641 |  | 0.018525 |  | 0.014937 |  | 0.016734
| 0.055536 |  | 0.05762 |  | 0.015596 |  | 0.05977 |  | 0.016311 |  | 0.018521 |  | 0.014716 |  | 0.016855
| 0.054922 |  | 0.057312 |  | 0.015453 |  | 0.059372 |  | 0.016187 |  | 0.018382 |  | 0.014602 |  | 0.01673
| 0.054471 |  | 0.057243 |  | 0.015365 |  | 0.059025 |  | 0.016096 |  | 0.018472 |  | 0.014602 |  | 0.016459
| 0.054324 |  | 0.056783 |  | 0.015292 |  | 0.058745 |  | 0.016 |  | 0.018513 |  | 0.014317 |  | 0.016406
| 0.053673 |  | 0.056135 |  | 0.015086 |  | 0.058399 |  | 0.015919 |  | 0.018276 |  | 0.014252 |  | 0.016261
| 0.052808 |  | 0.055653 |  | 0.014876 |  | 0.057932 |  | 0.015839 |  | 0.018347 |  | 0.014343 |  | 0.016111
| 0.052692 |  | 0.055273 |  | 0.014837 |  | 0.057586 |  | 0.015689 |  | 0.018239 |  | 0.014363 |  | 0.015921
| 0.052858 |  | 0.055001 |  | 0.014857 |  | 0.057375 |  | 0.015567 |  | 0.017921 |  | 0.014289 |  | 0.015989
| 0.052543 |  | 0.05457 |  | 0.01468 |  | 0.057075 |  | 0.015477 |  | 0.017853 |  | 0.014075 |  | 0.015982
| 0.052225 |  | 0.053948 |  | 0.014426 |  | 0.05656 |  | 0.015367 |  | 0.017595 |  | 0.013862 |  | 0.015684
| 0.052037 |  | 0.053598 |  | 0.014331 |  | 0.055769 |  | 0.015298 |  | 0.01756 |  | 0.013797 |  | 0.015512
| 0.051354 |  | 0.053396 |  | 0.014331 |  | 0.055489 |  | 0.015193 |  | 0.017486 |  | 0.013782 |  | 0.01555
| 0.050687 |  | 0.052808 |  | 0.014279 |  | 0.05519 |  | 0.015062 |  | 0.017154 |  | 0.013748 |  | 0.015475
| 0.050462 |  | 0.052274 |  | 0.01409 |  | 0.054744 |  | 0.015011 |  | 0.017097 |  | 0.013708 |  | 0.01527
| 0.050173 |  | 0.052515 |  | 0.013897 |  | 0.054256 |  | 0.014929 |  | 0.017068 |  | 0.013362 |  | 0.015214
| 0.049987 |  | 0.052549 |  | 0.0139 |  | 0.054027 |  | 0.014847 |  | 0.016783 |  | 0.013281 |  | 0.014935
| 0.049785 |  | 0.051684 |  | 0.013752 |  | 0.05391 |  | 0.01475 |  | 0.016571 |  | 0.013241 |  | 0.01473
| 0.049418 |  | 0.051305 |  | 0.013652 |  | 0.053631 |  | 0.014654 |  | 0.016785 |  | 0.013072 |  | 0.014812
| 0.048806 |  | 0.050872 |  | 0.013559 |  | 0.053235 |  | 0.014587 |  | 0.016891 |  | 0.013153 |  | 0.014777
| 0.048331 |  | 0.050306 |  | 0.013405 |  | 0.052958 |  | 0.014511 |  | 0.016788 |  | 0.013102 |  | 0.01482
| 0.048157 |  | 0.05016 |  | 0.013339 |  | 0.052747 |  | 0.014395 |  | 0.016446 |  | 0.012919 |  | 0.014727
| 0.047801 |  | 0.049988 |  | 0.01326 |  | 0.052399 |  | 0.014297 |  | 0.016159 |  | 0.012669 |  | 0.014369
| 0.047192 |  | 0.049507 |  | 0.013244 |  | 0.051956 |  | 0.014291 |  | 0.016175 |  | 0.012636 |  | 0.01428
| 0.046539 |  | 0.048444 |  | 0.013106 |  | 0.051584 |  | 0.014044 |  | 0.015937 |  | 0.012569 |  | 0.014144
| 0.04641 |  | 0.048603 |  | 0.012995 |  | 0.051328 |  | 0.013968 |  | 0.015928 |  | 0.012312 |  | 0.013973
| 0.046417 |  | 0.04867 |  | 0.012804 |  | 0.051096 |  | 0.013876 |  | 0.015823 |  | 0.012266 |  | 0.013927
| 0.045908 |  | 0.047897 |  | 0.012836 |  | 0.05077 |  | 0.013764 |  | 0.015795 |  | 0.012298 |  | 0.014011
| 0.045448 |  | 0.047482 |  | 0.012829 |  | 0.050351 |  | 0.013673 |  | 0.015722 |  | 0.012383 |  | 0.013865
| 0.045309 |  | 0.047268 |  | 0.012581 |  | 0.049931 |  | 0.013576 |  | 0.015518 |  | 0.01211 |  | 0.013955
| 0.045193 |  | 0.046702 |  | 0.012446 |  | 0.049629 |  | 0.01346 |  | 0.015515 |  | 0.011911 |  | 0.013737
| 0.044839 |  | 0.046317 |  | 0.012365 |  | 0.049421 |  | 0.013372 |  | 0.01538 |  | 0.011996 |  | 0.013445
| 0.044184 |  | 0.045962 |  | 0.012399 |  | 0.049141 |  | 0.013316 |  | 0.015067 |  | 0.012131 |  | 0.013513
| 0.043759 |  | 0.045434 |  | 0.012459 |  | 0.048863 |  | 0.013243 |  | 0.015042 |  | 0.012229 |  | 0.013505
| 0.043472 |  | 0.045195 |  | 0.012376 |  | 0.04849 |  | 0.013162 |  | 0.015132 |  | 0.012079 |  | 0.01351
| 0.043257 |  | 0.045322 |  | 0.012381 |  | 0.048256 |  | 0.013087 |  | 0.014857 |  | 0.011816 |  | 0.013425
| 0.042992 |  | 0.045038 |  | 0.012254 |  | 0.048097 |  | 0.013017 |  | 0.014683 |  | 0.011509 |  | 0.013304
| 0.042426 |  | 0.044712 |  | 0.012008 |  | 0.047793 |  | 0.012952 |  | 0.014859 |  | 0.011612 |  | 0.013116
| 0.042123 |  | 0.044238 |  | 0.011959 |  | 0.047443 |  | 0.012859 |  | 0.014802 |  | 0.011784 |  | 0.013069
| 0.04199 |  | 0.043669 |  | 0.011898 |  | 0.047162 |  | 0.012757 |  | 0.014626 |  | 0.011559 |  | 0.013114
| 0.041797 |  | 0.0434 |  | 0.011741 |  | 0.046862 |  | 0.012657 |  | 0.014461 |  | 0.011294 |  | 0.013096
| 0.041652 |  | 0.043251 |  | 0.011583 |  | 0.046558 |  | 0.01255 |  | 0.014446 |  | 0.01117 |  | 0.012931
| 0.041314 |  | 0.043219 |  | 0.011501 |  | 0.046234 |  | 0.012517 |  | 0.01458 |  | 0.011166 |  | 0.012782
| 0.041019 |  | 0.042866 |  | 0.011455 |  | 0.045907 |  | 0.012466 |  | 0.014239 |  | 0.011311 |  | 0.012791
| 0.040683 |  | 0.042392 |  | 0.011364 |  | 0.045672 |  | 0.012369 |  | 0.014114 |  | 0.011054 |  | 0.012731
| 0.040533 |  | 0.041976 |  | 0.011316 |  | 0.045557 |  | 0.012301 |  | 0.01423 |  | 0.010964 |  | 0.012748
| 0.040385 |  | 0.041701 |  | 0.011278 |  | 0.045397 |  | 0.012225 |  | 0.013888 |  | 0.011061 |  | 0.012566
| 0.039959 |  | 0.041485 |  | 0.011153 |  | 0.045046 |  | 0.012105 |  | 0.013711 |  | 0.010773 |  | 0.012417
| 0.039669 |  | 0.041593 |  | 0.01113 |  | 0.044582 |  | 0.01205 |  | 0.013869 |  | 0.010609 |  | 0.012511
| 0.039213 |  | 0.041468 |  | 0.010979 |  | 0.044159 |  | 0.012015 |  | 0.01398 |  | 0.010762 |  | 0.012525
| 0.038968 |  | 0.040767 |  | 0.010786 |  | 0.043762 |  | 0.011913 |  | 0.013747 |  | 0.010837 |  | 0.012412
| 0.038821 |  | 0.040577 |  | 0.010643 |  | 0.043436 |  | 0.011797 |  | 0.013445 |  | 0.010568 |  | 0.012203
| 0.03837 |  | 0.040492 |  | 0.010583 |  | 0.043205 |  | 0.011746 |  | 0.013659 |  | 0.010373 |  | 0.012103
| 0.038199 |  | 0.040127 |  | 0.010529 |  | 0.043065 |  | 0.011682 |  | 0.013523 |  | 0.010474 |  | 0.011879
| 0.03809 |  | 0.039962 |  | 0.010476 |  | 0.042903 |  | 0.011597 |  | 0.013058 |  | 0.010547 |  | 0.011613
| 0.037754 |  | 0.039064 |  | 0.010443 |  | 0.042764 |  | 0.011534 |  | 0.013022 |  | 0.010447 |  | 0.011539
| 0.037295 |  | 0.038393 |  | 0.010199 |  | 0.042602 |  | 0.011445 |  | 0.013176 |  | 0.010191 |  | 0.011741
| 0.037114 |  | 0.03866 |  | 0.010175 |  | 0.04237 |  | 0.011362 |  | 0.01309 |  | 0.010058 |  | 0.011923
| 0.037109 |  | 0.038662 |  | 0.010157 |  | 0.04209 |  | 0.011288 |  | 0.01292 |  | 0.010129 |  | 0.011821
| 0.036831 |  | 0.038496 |  | 0.010042 |  | 0.041857 |  | 0.011221 |  | 0.012949 |  | 0.010056 |  | 0.011568
| 0.036528 |  | 0.03824 |  | 0.010038 |  | 0.04167 |  | 0.011147 |  | 0.012938 |  | 0.009884 |  | 0.01135
| 0.036114 |  | 0.03781 |  | 0.010024 |  | 0.041391 |  | 0.011055 |  | 0.012832 |  | 0.0098302 |  | 0.011254
| 0.035804 |  | 0.037382 |  | 0.0098733 |  | 0.041086 |  | 0.010954 |  | 0.012667 |  | 0.0098448 |  | 0.011241
| 0.035521 |  | 0.037514 |  | 0.0097255 |  | 0.040926 |  | 0.010892 |  | 0.01265 |  | 0.0098523 |  | 0.01123
| 0.035036 |  | 0.037184 |  | 0.0097077 |  | 0.040764 |  | 0.010827 |  | 0.012537 |  | 0.0097317 |  | 0.011161
| 0.035086 |  | 0.036536 |  | 0.0097392 |  | 0.040484 |  | 0.01076 |  | 0.012297 |  | 0.0095953 |  | 0.011094
| 0.035001 |  | 0.03641 |  | 0.0096714 |  | 0.040227 |  | 0.010687 |  | 0.012182 |  | 0.0096726 |  | 0.011103
| 0.034751 |  | 0.036153 |  | 0.0095965 |  | 0.039971 |  | 0.010614 |  | 0.012151 |  | 0.0096387 |  | 0.01103
| 0.034575 |  | 0.036091 |  | 0.0095072 |  | 0.039665 |  | 0.010544 |  | 0.012237 |  | 0.0095849 |  | 0.01078
| 0.034179 |  | 0.036014 |  | 0.0093771 |  | 0.039434 |  | 0.010475 |  | 0.012148 |  | 0.0095839 |  | 0.010774
| 0.033934 |  | 0.035615 |  | 0.0092135 |  | 0.039106 |  | 0.010411 |  | 0.012002 |  | 0.0094158 |  | 0.010779
| 0.033719 |  | 0.035158 |  | 0.0090573 |  | 0.038782 |  | 0.010321 |  | 0.011914 |  | 0.0092538 |  | 0.010562
| 0.033542 |  | 0.03498 |  | 0.009009 |  | 0.038383 |  | 0.010244 |  | 0.011837 |  | 0.0092946 |  | 0.010573
| 0.033342 |  | 0.0344 |  | 0.0089248 |  | 0.038079 |  | 0.010194 |  | 0.011757 |  | 0.0092516 |  | 0.01051
| 0.033144 |  | 0.03399 |  | 0.0088776 |  | 0.038011 |  | 0.010143 |  | 0.01162 |  | 0.0090993 |  | 0.010449
| 0.03295 |  | 0.034013 |  | 0.00891 |  | 0.037964 |  | 0.010097 |  | 0.011639 |  | 0.0090392 |  | 0.010586
| 0.032615 |  | 0.033219 |  | 0.0088563 |  | 0.037778 |  | 0.010037 |  | 0.011688 |  | 0.0088769 |  | 0.010517
| 0.032488 |  | 0.033299 |  | 0.0088034 |  | 0.037498 |  | 0.0099629 |  | 0.011616 |  | 0.0090102 |  | 0.010287
| 0.032367 |  | 0.033706 |  | 0.0088254 |  | 0.037219 |  | 0.0098906 |  | 0.0114 |  | 0.0091077 |  | 0.010166
| 0.032 |  | 0.033544 |  | 0.0086628 |  | 0.037009 |  | 0.0098159 |  | 0.011314 |  | 0.0088434 |  | 0.010314
| 0.031857 |  | 0.033217 |  | 0.00847 |  | 0.036847 |  | 0.009738 |  | 0.011286 |  | 0.0087935 |  | 0.010191
| 0.031479 |  | 0.033007 |  | 0.008406 |  | 0.036614 |  | 0.0096711 |  | 0.011253 |  | 0.0089866 |  | 0.0099912
| 0.031172 |  | 0.032859 |  | 0.0083554 |  | 0.036334 |  | 0.0096393 |  | 0.011239 |  | 0.0088982 |  | 0.010083
| 0.031203 |  | 0.032795 |  | 0.0084002 |  | 0.036124 |  | 0.009612 |  | 0.01117 |  | 0.0087283 |  | 0.0099565
| 0.030981 |  | 0.032688 |  | 0.0083409 |  | 0.035866 |  | 0.0095477 |  | 0.01103 |  | 0.0086575 |  | 0.0098439
| 0.030723 |  | 0.032023 |  | 0.008127 |  | 0.035655 |  | 0.0094835 |  | 0.010835 |  | 0.0084974 |  | 0.0097783
| 0.030534 |  | 0.031515 |  | 0.0081392 |  | 0.035541 |  | 0.0094387 |  | 0.010741 |  | 0.0082775 |  | 0.0095795
| 0.029304 |  | 0.031218 |  | 0.008231 |  | 0.035355 |  | 0.0093765 |  | 0.010633 |  | 0.0082082 |  | 0.0095546
| 0.029208 |  | 0.031369 |  | 0.008183 |  | 0.035074 |  | 0.0092911 |  | 0.010576 |  | 0.0083774 |  | 0.0097357
| 0.029985 |  | 0.031433 |  | 0.008167 |  | 0.034819 |  | 0.0092276 |  | 0.01062 |  | 0.0083865 |  | 0.0097744
| 0.02947 |  | 0.031374 |  | 0.0081097 |  | 0.034631 |  | 0.0091798 |  | 0.010526 |  | 0.0082332 |  | 0.0096546
| 0.029201 |  | 0.03117 |  | 0.0080729 |  | 0.034468 |  | 0.0091257 |  | 0.010535 |  | 0.0082844 |  | 0.0095522
| 0.028964 |  | 0.030491 |  | 0.0079805 |  | 0.034306 |  | 0.0090778 |  | 0.01073 |  | 0.0082481 |  | 0.0094681
| 0.028651 |  | 0.030288 |  | 0.0077987 |  | 0.034164 |  | 0.009012 |  | 0.010592 |  | 0.008152 |  | 0.0093568
| 0.028249 |  | 0.030138 |  | 0.0077667 |  | 0.033931 |  | 0.0089245 |  | 0.01039 |  | 0.0080228 |  | 0.0093423
| 0.028231 |  | 0.029763 |  | 0.0077758 |  | 0.033652 |  | 0.0088794 |  | 0.010383 |  | 0.0078536 |  | 0.0092832
| 0.028555 |  | 0.029429 |  | 0.0076866 |  | 0.033441 |  | 0.0088198 |  | 0.010207 |  | 0.0079073 |  | 0.0090465
| 0.028403 |  | 0.029297 |  | 0.0075803 |  | 0.033185 |  | 0.0087333 |  | 0.010118 |  | 0.0078673 |  | 0.0089552
| 0.028198 |  | 0.029644 |  | 0.0075159 |  | 0.032951 |  | 0.0087004 |  | 0.010206 |  | 0.007859 |  | 0.0090088
| 0.027606 |  | 0.029453 |  | 0.0074221 |  | 0.032836 |  | 0.0086837 |  | 0.010206 |  | 0.0080226 |  | 0.008975
| 0.02727 |  | 0.028902 |  | 0.0073844 |  | 0.032673 |  | 0.0086265 |  | 0.0099297 |  | 0.0078132 |  | 0.0088753
| 0.027096 |  | 0.028687 |  | 0.0074336 |  | 0.032416 |  | 0.0085322 |  | 0.0096488 |  | 0.0075434 |  | 0.0087915
| 0.027028 |  | 0.028577 |  | 0.0074484 |  | 0.03218 |  | 0.0084641 |  | 0.0096487 |  | 0.0075971 |  | 0.0087397
| 0.02707 |  | 0.028385 |  | 0.0072974 |  | 0.032136 |  | 0.0084469 |  | 0.0096793 |  | 0.0076498 |  | 0.0086791
| 0.026799 |  | 0.028105 |  | 0.0071187 |  | 0.031832 |  | 0.008395 |  | 0.0096821 |  | 0.0076757 |  | 0.008599
| 0.026756 |  | 0.027366 |  | 0.0071452 |  | 0.031597 |  | 0.0083226 |  | 0.0096337 |  | 0.0076269 |  | 0.0086492
| 0.026587 |  | 0.027018 |  | 0.0071842 |  | 0.031435 |  | 0.0082571 |  | 0.0097013 |  | 0.0075617 |  | 0.0086833
| 0.02639 |  | 0.02717 |  | 0.0071014 |  | 0.031177 |  | 0.0081956 |  | 0.0095449 |  | 0.0073646 |  | 0.0085919
| 0.026171 |  | 0.027092 |  | 0.0070088 |  | 0.031109 |  | 0.0081599 |  | 0.0093036 |  | 0.007201 |  | 0.0085857
| 0.026011 |  | 0.027239 |  | 0.006931 |  | 0.030875 |  | 0.0081234 |  | 0.0091339 |  | 0.0072524 |  | 0.008563
| 0.02588 |  | 0.027401 |  | 0.0068783 |  | 0.030572 |  | 0.0080505 |  | 0.0090919 |  | 0.0072422 |  | 0.0084908
| 0.025784 |  | 0.026903 |  | 0.0068939 |  | 0.030384 |  | 0.0080108 |  | 0.009158 |  | 0.0072452 |  | 0.0083414
| 0.025691 |  | 0.02679 |  | 0.006876 |  | 0.030314 |  | 0.007984 |  | 0.009134 |  | 0.0072273 |  | 0.0082931
| 0.025393 |  | 0.026967 |  | 0.0067623 |  | 0.030173 |  | 0.0079528 |  | 0.0092944 |  | 0.0070999 |  | 0.008433
| 0.025004 |  | 0.026363 |  | 0.0066632 |  | 0.029893 |  | 0.0079178 |  | 0.0092266 |  | 0.0070969 |  | 0.0084064
| 0.024812 |  | 0.025805 |  | 0.0066206 |  | 0.029612 |  | 0.0078726 |  | 0.0090105 |  | 0.0071505 |  | 0.0082661
| 0.024493 |  | 0.025718 |  | 0.0066432 |  | 0.029426 |  | 0.0078296 |  | 0.0090555 |  | 0.0071193 |  | 0.0081447
| 0.024495 |  | 0.025763 |  | 0.0066312 |  | 0.029169 |  | 0.0077439 |  | 0.008953 |  | 0.0069014 |  | 0.0079809
| 0.024536 |  | 0.025489 |  | 0.0066043 |  | 0.028912 |  | 0.0076731 |  | 0.0088326 |  | 0.0069042 |  | 0.0078914
| 0.024288 |  | 0.025293 |  | 0.0065792 |  | 0.028796 |  | 0.0076378 |  | 0.0087499 |  | 0.0070781 |  | 0.0078746
| 0.024232 |  | 0.025153 |  | 0.0064266 |  | 0.028607 |  | 0.0075892 |  | 0.0085996 |  | 0.0069154 |  | 0.0078956
| 0.024055 |  | 0.025021 |  | 0.0063691 |  | 0.028374 |  | 0.0075505 |  | 0.0086329 |  | 0.0068579 |  | 0.00789
| 0.023843 |  | 0.024594 |  | 0.006305 |  | 0.028187 |  | 0.0074945 |  | 0.008553 |  | 0.0068167 |  | 0.0079258
| 0.023502 |  | 0.024395 |  | 0.0062343 |  | 0.028023 |  | 0.0074144 |  | 0.008416 |  | 0.006746 |  | 0.0078177
| 0.022531 |  | 0.02435 |  | 0.0061963 |  | 0.027883 |  | 0.0073737 |  | 0.0083172 |  | 0.0067492 |  | 0.0076517
| 0.022561 |  | 0.024104 |  | 0.0061184 |  | 0.027767 |  | 0.0073574 |  | 0.008253 |  | 0.0066278 |  | 0.0077084
| 0.023043 |  | 0.023903 |  | 0.0061214 |  | 0.027697 |  | 0.0073179 |  | 0.0083017 |  | 0.006615 |  | 0.0077666
| 0.022883 |  | 0.023847 |  | 0.0061241 |  | 0.027534 |  | 0.0072818 |  | 0.0084226 |  | 0.0065454 |  | 0.0076999
| 0.022691 |  | 0.023763 |  | 0.006238 |  | 0.0273 |  | 0.0072365 |  | 0.0082979 |  | 0.006396 |  | 0.0074581
| 0.022436 |  | 0.023217 |  | 0.0062176 |  | 0.02709 |  | 0.0071962 |  | 0.0083031 |  | 0.0065554 |  | 0.007367
| 0.022298 |  | 0.022996 |  | 0.0059838 |  | 0.026975 |  | 0.0071372 |  | 0.0082595 |  | 0.0066433 |  | 0.0073759
| 0.021866 |  | 0.023335 |  | 0.0058395 |  | 0.026809 |  | 0.0071087 |  | 0.0082261 |  | 0.0064303 |  | 0.0074218
| 0.021521 |  | 0.023101 |  | 0.0058443 |  | 0.026647 |  | 0.0070686 |  | 0.0082153 |  | 0.0062806 |  | 0.0074795
| 0.021737 |  | 0.022749 |  | 0.0058834 |  | 0.026554 |  | 0.0070313 |  | 0.0080556 |  | 0.0062304 |  | 0.0074398
| 0.021954 |  | 0.022869 |  | 0.0058535 |  | 0.026413 |  | 0.0069915 |  | 0.0080451 |  | 0.0063241 |  | 0.0072949
| 0.021786 |  | 0.022639 |  | 0.0058124 |  | 0.026202 |  | 0.0069357 |  | 0.0077967 |  | 0.0064515 |  | 0.0073176
| 0.021695 |  | 0.022319 |  | 0.0057393 |  | 0.026108 |  | 0.0069025 |  | 0.0077375 |  | 0.0063521 |  | 0.007271
| 0.021498 |  | 0.022501 |  | 0.0057563 |  | 0.025922 |  | 0.0068651 |  | 0.0079449 |  | 0.0062579 |  | 0.0071282
| 0.021383 |  | 0.022568 |  | 0.0057577 |  | 0.025664 |  | 0.0068395 |  | 0.00784 |  | 0.0062536 |  | 0.0070965
| 0.021252 |  | 0.022004 |  | 0.005738 |  | 0.025477 |  | 0.006789 |  | 0.0076783 |  | 0.0061858 |  | 0.0069762
| 0.020831 |  | 0.021724 |  | 0.0056629 |  | 0.025338 |  | 0.0067427 |  | 0.0077135 |  | 0.0060742 |  | 0.0068398
| 0.020793 |  | 0.021646 |  | 0.0055891 |  | 0.025173 |  | 0.006705 |  | 0.0077354 |  | 0.0061102 |  | 0.0070196
| 0.020795 |  | 0.021393 |  | 0.0055392 |  | 0.024939 |  | 0.006646 |  | 0.0077835 |  | 0.0060055 |  | 0.0073034
| 0.020426 |  | 0.021232 |  | 0.0054966 |  | 0.024753 |  | 0.0065999 |  | 0.007878 |  | 0.0058907 |  | 0.0072467
| 0.020323 |  | 0.021163 |  | 0.0055071 |  | 0.024636 |  | 0.0065939 |  | 0.0076542 |  | 0.0060639 |  | 0.0069027
| 0.020295 |  | 0.020905 |  | 0.0053616 |  | 0.024543 |  | 0.0065466 |  | 0.0075234 |  | 0.0060467 |  | 0.0067499
| 0.019987 |  | 0.020687 |  | 0.0053431 |  | 0.024355 |  | 0.0064884 |  | 0.0075578 |  | 0.0057177 |  | 0.0067139
| 0.019858 |  | 0.020727 |  | 0.0052874 |  | 0.02419 |  | 0.0064601 |  | 0.0075303 |  | 0.0055922 |  | 0.0066884
| 0.019875 |  | 0.020691 |  | 0.0052079 |  | 0.024049 |  | 0.0063852 |  | 0.0074859 |  | 0.0056146 |  | 0.0066043
| 0.019869 |  | 0.02069 |  | 0.0052393 |  | 0.023816 |  | 0.0063534 |  | 0.007331 |  | 0.0054857 |  | 0.0065864
| 0.019814 |  | 0.020489 |  | 0.005237 |  | 0.023676 |  | 0.0063369 |  | 0.0070884 |  | 0.0054605 |  | 0.0065133
| 0.019593 |  | 0.020267 |  | 0.0053023 |  | 0.023559 |  | 0.0062952 |  | 0.0070174 |  | 0.0055304 |  | 0.0063966
| 0.019343 |  | 0.020216 |  | 0.00516 |  | 0.02342 |  | 0.0062427 |  | 0.0071322 |  | 0.0056619 |  | 0.0065619
| 0.019112 |  | 0.020298 |  | 0.0051682 |  | 0.023302 |  | 0.0062081 |  | 0.0069933 |  | 0.0057951 |  | 0.0065917
| 0.018936 |  | 0.020121 |  | 0.0051052 |  | 0.023162 |  | 0.0061568 |  | 0.0068708 |  | 0.0055453 |  | 0.0065179
| 0.018889 |  | 0.019571 |  | 0.0050834 |  | 0.022904 |  | 0.0061085 |  | 0.0069789 |  | 0.0053654 |  | 0.0064264
| 0.018923 |  | 0.019433 |  | 0.0051341 |  | 0.022717 |  | 0.0061259 |  | 0.0070391 |  | 0.0054309 |  | 0.006327
| 0.018812 |  | 0.019551 |  | 0.0050055 |  | 0.022317 |  | 0.0060725 |  | 0.0069791 |  | 0.0054536 |  | 0.0064671
| 0.018549 |  | 0.019276 |  | 0.0050183 |  | 0.02187 |  | 0.0060216 |  | 0.0068719 |  | 0.0054768 |  | 0.0064942
| 0.018251 |  | 0.018934 |  | 0.0050584 |  | 0.021918 |  | 0.0060086 |  | 0.0068807 |  | 0.0054229 |  | 0.0063809
| 0.018233 |  | 0.018816 |  | 0.0050547 |  | 0.022037 |  | 0.0059502 |  | 0.0069266 |  | 0.0054846 |  | 0.0062839
| 0.0182 |  | 0.018688 |  | 0.0047456 |  | 0.021991 |  | 0.0059184 |  | 0.0070332 |  | 0.0052501 |  | 0.0060177
| 0.017397 |  | 0.018603 |  | 0.0046458 |  | 0.021967 |  | 0.0058963 |  | 0.0070104 |  | 0.0051444 |  | 0.0058744
| 0.01727 |  | 0.01844 |  | 0.0047593 |  | 0.021828 |  | 0.005861 |  | 0.0068169 |  | 0.0053544 |  | 0.0059802
| 0.017602 |  | 0.018555 |  | 0.004694 |  | 0.021546 |  | 0.0058257 |  | 0.0068069 |  | 0.0052661 |  | 0.0061252
| 0.017334 |  | 0.018275 |  | 0.0046905 |  | 0.021335 |  | 0.0058019 |  | 0.0065683 |  | 0.005273 |  | 0.0060788
| 0.017345 |  | 0.017995 |  | 0.0047914 |  | 0.021172 |  | 0.0057688 |  | 0.0065498 |  | 0.0052925 |  | 0.0060836
| 0.017531 |  | 0.018193 |  | 0.004835 |  | 0.021102 |  | 0.0057256 |  | 0.0065757 |  | 0.0049348 |  | 0.0060409
| 0.01726 |  | 0.018212 |  | 0.0046642 |  | 0.020985 |  | 0.005702 |  | 0.0064701 |  | 0.0048717 |  | 0.005901
| 0.017004 |  | 0.017893 |  | 0.0045897 |  | 0.020726 |  | 0.0056878 |  | 0.0063648 |  | 0.0050221 |  | 0.0058999
| 0.01702 |  | 0.017591 |  | 0.0045335 |  | 0.020656 |  | 0.0056641 |  | 0.0063084 |  | 0.005015 |  | 0.0058946
| 0.016748 |  | 0.017257 |  | 0.0044291 |  | 0.020586 |  | 0.0055967 |  | 0.0063933 |  | 0.0052044 |  | 0.0059526
| 0.016719 |  | 0.017164 |  | 0.0045106 |  | 0.020397 |  | 0.0055456 |  | 0.0063282 |  | 0.0049704 |  | 0.005883
| 0.016715 |  | 0.017327 |  | 0.0045691 |  | 0.020093 |  | 0.0055186 |  | 0.0062581 |  | 0.0048558 |  | 0.0057129
| 0.016594 |  | 0.017181 |  | 0.004459 |  | 0.019976 |  | 0.0054719 |  | 0.0062316 |  | 0.0050599 |  | 0.0057422
| 0.016481 |  | 0.01709 |  | 0.0043936 |  | 0.019976 |  | 0.0054322 |  | 0.0062956 |  | 0.0048626 |  | 0.0056904
| 0.016358 |  | 0.017038 |  | 0.0044326 |  | 0.019884 |  | 0.0054301 |  | 0.0063908 |  | 0.0047181 |  | 0.0055345
| 0.016119 |  | 0.017136 |  | 0.0043144 |  | 0.01979 |  | 0.0054003 |  | 0.0063422 |  | 0.0047228 |  | 0.0057885
| 0.015753 |  | 0.016812 |  | 0.0042548 |  | 0.019579 |  | 0.0053421 |  | 0.0063137 |  | 0.0048444 |  | 0.0057899
| 0.015753 |  | 0.016742 |  | 0.004249 |  | 0.019438 |  | 0.0053298 |  | 0.0062161 |  | 0.005013 |  | 0.0054171
| 0.015681 |  | 0.01672 |  | 0.0042399 |  | 0.019392 |  | 0.00531 |  | 0.0060408 |  | 0.0049018 |  | 0.0054995
| 0.015288 |  | 0.016423 |  | 0.0043431 |  | 0.019252 |  | 0.005291 |  | 0.0060715 |  | 0.0047813 |  | 0.0055483
| 0.015378 |  | 0.016434 |  | 0.0043121 |  | 0.019135 |  | 0.0052561 |  | 0.0060976 |  | 0.0047343 |  | 0.0055708
| 0.015566 |  | 0.016312 |  | 0.0042663 |  | 0.019041 |  | 0.0052183 |  | 0.0060601 |  | 0.0047228 |  | 0.0057276
| 0.015329 |  | 0.016173 |  | 0.0042584 |  | 0.018854 |  | 0.0051908 |  | 0.0059713 |  | 0.0048287 |  | 0.0056307
| 0.015173 |  | 0.016026 |  | 0.0041286 |  | 0.018688 |  | 0.0051417 |  | 0.0059324 |  | 0.0049075 |  | 0.005428
| 0.015063 |  | 0.015631 |  | 0.0040218 |  | 0.018453 |  | 0.0051067 |  | 0.0059303 |  | 0.0046391 |  | 0.0053387
| 0.014871 |  | 0.015447 |  | 0.0040815 |  | 0.018241 |  | 0.0050909 |  | 0.0058895 |  | 0.0044234 |  | 0.0053511
| 0.014777 |  | 0.015458 |  | 0.0041389 |  | 0.018243 |  | 0.0050498 |  | 0.0057411 |  | 0.0045336 |  | 0.0052949
| 0.01432 |  | 0.015588 |  | 0.0039864 |  | 0.018196 |  | 0.0049945 |  | 0.0056508 |  | 0.0045384 |  | 0.005148
| 0.014164 |  | 0.015734 |  | 0.0039483 |  | 0.017961 |  | 0.0049822 |  | 0.0056738 |  | 0.0046025 |  | 0.0050903
| 0.0144 |  | 0.015543 |  | 0.0039874 |  | 0.017561 |  | 0.0049516 |  | 0.0056464 |  | 0.0045347 |  | 0.0051647
| 0.014434 |  | 0.015101 |  | 0.0038599 |  | 0.017586 |  | 0.0048969 |  | 0.0057205 |  | 0.0044452 |  | 0.0053238
| 0.014458 |  | 0.014981 |  | 0.0038474 |  | 0.017681 |  | 0.0048709 |  | 0.0057829 |  | 0.0043915 |  | 0.0052938
| 0.014244 |  | 0.014735 |  | 0.0038566 |  | 0.017446 |  | 0.0048562 |  | 0.00572 |  | 0.0041664 |  | 0.0051302
| 0.014278 |  | 0.014592 |  | 0.0038243 |  | 0.017258 |  | 0.0048187 |  | 0.0055817 |  | 0.0042559 |  | 0.0050799
| 0.014126 |  | 0.014663 |  | 0.0036923 |  | 0.017188 |  | 0.0048082 |  | 0.0054495 |  | 0.0044179 |  | 0.005141
| 0.013897 |  | 0.014531 |  | 0.0037704 |  | 0.017165 |  | 0.0047875 |  | 0.0054765 |  | 0.0043867 |  | 0.005224
| 0.013894 |  | 0.01488 |  | 0.0037451 |  | 0.016978 |  | 0.0047446 |  | 0.0055132 |  | 0.0043373 |  | 0.0051393
| 0.013634 |  | 0.014874 |  | 0.003558 |  | 0.016813 |  | 0.004728 |  | 0.0054471 |  | 0.0042158 |  | 0.0050039
| 0.013397 |  | 0.014519 |  | 0.0035796 |  | 0.016743 |  | 0.0046979 |  | 0.0054403 |  | 0.0042753 |  | 0.0049382
| 0.013425 |  | 0.014411 |  | 0.0034641 |  | 0.016625 |  | 0.004647 |  | 0.0053984 |  | 0.0042342 |  | 0.0049876
| 0.013441 |  | 0.014257 |  | 0.0034487 |  | 0.016318 |  | 0.0046189 |  | 0.0053594 |  | 0.0039791 |  | 0.0049885
| 0.013357 |  | 0.014152 |  | 0.0036978 |  | 0.016201 |  | 0.0046184 |  | 0.0052402 |  | 0.0040768 |  | 0.0048288
| 0.013175 |  | 0.014017 |  | 0.0036795 |  | 0.016108 |  | 0.0045548 |  | 0.0052459 |  | 0.0042524 |  | 0.0048236
| 0.013011 |  | 0.013643 |  | 0.0035371 |  | 0.015967 |  | 0.0045164 |  | 0.0053972 |  | 0.0041491 |  | 0.004962
| 0.012759 |  | 0.013524 |  | 0.0035888 |  | 0.01599 |  | 0.0045303 |  | 0.0052144 |  | 0.0039953 |  | 0.0048403
| 0.012672 |  | 0.013533 |  | 0.003497 |  | 0.015898 |  | 0.0044859 |  | 0.0050433 |  | 0.003924 |  | 0.0046823
| 0.012745 |  | 0.013435 |  | 0.0035394 |  | 0.015756 |  | 0.0044608 |  | 0.0050204 |  | 0.0038827 |  | 0.0047121
| 0.012623 |  | 0.013699 |  | 0.003607 |  | 0.015616 |  | 0.0044708 |  | 0.0049123 |  | 0.0039653 |  | 0.0046762
| 0.012669 |  | 0.013671 |  | 0.0034762 |  | 0.015476 |  | 0.00446 |  | 0.0050699 |  | 0.0038816 |  | 0.0046683
| 0.012635 |  | 0.012992 |  | 0.003406 |  | 0.015405 |  | 0.004403 |  | 0.0051128 |  | 0.0039182 |  | 0.0046393
| 0.012473 |  | 0.012989 |  | 0.0034139 |  | 0.015288 |  | 0.004353 |  | 0.0049906 |  | 0.0040319 |  | 0.0046837
| 0.012344 |  | 0.013216 |  | 0.0033729 |  | 0.015171 |  | 0.0043255 |  | 0.0049835 |  | 0.0039746 |  | 0.0046819
| 0.012243 |  | 0.013239 |  | 0.0033162 |  | 0.015076 |  | 0.0043121 |  | 0.0050228 |  | 0.0038342 |  | 0.0045245
| 0.012216 |  | 0.013395 |  | 0.0032669 |  | 0.014983 |  | 0.0042709 |  | 0.0049149 |  | 0.0037287 |  | 0.0043949
| 0.01189 |  | 0.013332 |  | 0.0032646 |  | 0.014937 |  | 0.0042169 |  | 0.0047296 |  | 0.0037137 |  | 0.0043126
| 0.011736 |  | 0.013002 |  | 0.0032507 |  | 0.014771 |  | 0.0042051 |  | 0.0046974 |  | 0.0037216 |  | 0.0043916
| 0.011835 |  | 0.012667 |  | 0.0032658 |  | 0.014535 |  | 0.0041837 |  | 0.0047985 |  | 0.0038654 |  | 0.0043565
| 0.011702 |  | 0.012574 |  | 0.0031209 |  | 0.014299 |  | 0.0041704 |  | 0.0049373 |  | 0.0036826 |  | 0.0043122
| 0.011657 |  | 0.012917 |  | 0.0030862 |  | 0.014206 |  | 0.0041426 |  | 0.0047862 |  | 0.0035768 |  | 0.0043607
| 0.011537 |  | 0.01269 |  | 0.0032474 |  | 0.014183 |  | 0.0041327 |  | 0.0045921 |  | 0.0039067 |  | 0.0042191
| 0.011346 |  | 0.012244 |  | 0.0032069 |  | 0.014018 |  | 0.0041188 |  | 0.0045259 |  | 0.0039273 |  | 0.0042634
| 0.011363 |  | 0.012376 |  | 0.0032458 |  | 0.013877 |  | 0.0040641 |  | 0.004647 |  | 0.0035388 |  | 0.004276
| 0.011381 |  | 0.011962 |  | 0.0031678 |  | 0.013854 |  | 0.0040265 |  | 0.004723 |  | 0.0035458 |  | 0.0041116
| 0.011195 |  | 0.011578 |  | 0.0028874 |  | 0.013831 |  | 0.0039986 |  | 0.0047044 |  | 0.0034884 |  | 0.0041811
| 0.011081 |  | 0.011922 |  | 0.0030217 |  | 0.013667 |  | 0.0040034 |  | 0.0046152 |  | 0.0033745 |  | 0.0042332
| 0.011132 |  | 0.012006 |  | 0.0032 |  | 0.013455 |  | 0.0039985 |  | 0.0045193 |  | 0.003532 |  | 0.0042973
| 0.01102 |  | 0.011973 |  | 0.0030479 |  | 0.013314 |  | 0.0039792 |  | 0.0045251 |  | 0.0036237 |  | 0.0042834
| 0.010898 |  | 0.012001 |  | 0.0030376 |  | 0.013244 |  | 0.0039397 |  | 0.0046186 |  | 0.0034134 |  | 0.0042157
| 0.010908 |  | 0.011694 |  | 0.003108 |  | 0.01315 |  | 0.0039194 |  | 0.0046568 |  | 0.0033597 |  | 0.0041675
| 0.010602 |  | 0.011373 |  | 0.0030363 |  | 0.013056 |  | 0.0038726 |  | 0.0044103 |  | 0.0036431 |  | 0.004095
| 0.010445 |  | 0.011199 |  | 0.0029663 |  | 0.012986 |  | 0.0038112 |  | 0.0042976 |  | 0.0037111 |  | 0.0040222
| 0.01045 |  | 0.010992 |  | 0.0029223 |  | 0.012892 |  | 0.0038377 |  | 0.004435 |  | 0.0035017 |  | 0.0039898
| 0.010402 |  | 0.011024 |  | 0.0029997 |  | 0.012773 |  | 0.0038165 |  | 0.004418 |  | 0.0033789 |  | 0.00417
| 0.010538 |  | 0.011175 |  | 0.0030158 |  | 0.012702 |  | 0.0037646 |  | 0.0044147 |  | 0.0033203 |  | 0.0041115
| 0.010306 |  | 0.011116 |  | 0.0028866 |  | 0.012608 |  | 0.0037192 |  | 0.0044313 |  | 0.0032143 |  | 0.003907
| 0.010156 |  | 0.010783 |  | 0.0029154 |  | 0.012514 |  | 0.0037152 |  | 0.0044828 |  | 0.0033131 |  | 0.0038148
| 0.010352 |  | 0.01067 |  | 0.0028832 |  | 0.012445 |  | 0.0037023 |  | 0.0044685 |  | 0.0033626 |  | 0.003743
| 0.010201 |  | 0.01128 |  | 0.002759 |  | 0.012421 |  | 0.0036539 |  | 0.0043707 |  | 0.003335 |  | 0.0038164
| 0.0099476 |  | 0.011137 |  | 0.0026636 |  | 0.012351 |  | 0.0036785 |  | 0.004358 |  | 0.0032189 |  | 0.0038775
| 0.0099005 |  | 0.010454 |  | 0.0026314 |  | 0.012257 |  | 0.0036541 |  | 0.0043968 |  | 0.0031671 |  | 0.003741
| 0.0097489 |  | 0.010425 |  | 0.0026229 |  | 0.012139 |  | 0.0035891 |  | 0.0042669 |  | 0.0033313 |  | 0.0036559
| 0.0098157 |  | 0.010747 |  | 0.0025429 |  | 0.012022 |  | 0.0035639 |  | 0.0040608 |  | 0.0034465 |  | 0.0036807
| 0.009758 |  | 0.010613 |  | 0.002608 |  | 0.011905 |  | 0.0035626 |  | 0.0041009 |  | 0.003398 |  | 0.0037791
| 0.0092622 |  | 0.010367 |  | 0.0026574 |  | 0.01181 |  | 0.0035476 |  | 0.0040465 |  | 0.0032335 |  | 0.0038142
| 0.0093098 |  | 0.010347 |  | 0.0027103 |  | 0.011716 |  | 0.0035241 |  | 0.0039459 |  | 0.0031404 |  | 0.0039502
| 0.0095887 |  | 0.010136 |  | 0.0026839 |  | 0.011599 |  | 0.0034885 |  | 0.0039271 |  | 0.0032784 |  | 0.0038677
| 0.0094897 |  | 0.010404 |  | 0.0026114 |  | 0.011505 |  | 0.0034597 |  | 0.0039079 |  | 0.0033462 |  | 0.0037709
| 0.0094194 |  | 0.010171 |  | 0.002593 |  | 0.011434 |  | 0.0034677 |  | 0.0039341 |  | 0.0032025 |  | 0.0038207
| 0.0093546 |  | 0.0097292 |  | 0.0025373 |  | 0.011388 |  | 0.0034681 |  | 0.0039849 |  | 0.0031228 |  | 0.0035984
| 0.0090842 |  | 0.0099803 |  | 0.0027237 |  | 0.011294 |  | 0.0034406 |  | 0.00397 |  | 0.0029744 |  | 0.0034531
| 0.0089785 |  | 0.0099484 |  | 0.0026195 |  | 0.011129 |  | 0.0033985 |  | 0.0039448 |  | 0.002946 |  | 0.0033919
| 0.0086252 |  | 0.0095962 |  | 0.002466 |  | 0.011011 |  | 0.0033966 |  | 0.0039445 |  | 0.0030112 |  | 0.0033698
| 0.0084425 |  | 0.0094367 |  | 0.0025557 |  | 0.010988 |  | 0.0033637 |  | 0.0039311 |  | 0.0029549 |  | 0.0034801
| 0.0089537 |  | 0.0095878 |  | 0.0025179 |  | 0.010989 |  | 0.0032926 |  | 0.0038238 |  | 0.0029653 |  | 0.0036626
| 0.0088889 |  | 0.00956 |  | 0.0024356 |  | 0.010942 |  | 0.0032891 |  | 0.0037026 |  | 0.0030799 |  | 0.0036471
| 0.0086939 |  | 0.0096969 |  | 0.0024097 |  | 0.010848 |  | 0.0032939 |  | 0.0037186 |  | 0.003017 |  | 0.0035641
| 0.0087328 |  | 0.0098833 |  | 0.0024494 |  | 0.010706 |  | 0.0032809 |  | 0.0038531 |  | 0.0028866 |  | 0.0035689
| 0.0087689 |  | 0.0096013 |  | 0.002323 |  | 0.01061 |  | 0.0032561 |  | 0.003773 |  | 0.002782 |  | 0.0036742
| 0.0084576 |  | 0.0094498 |  | 0.0022394 |  | 0.010563 |  | 0.0032274 |  | 0.0036659 |  | 0.0025822 |  | 0.0036522
| 0.008182 |  | 0.0094204 |  | 0.0023459 |  | 0.010493 |  | 0.0032044 |  | 0.0037939 |  | 0.0025564 |  | 0.0033973
| 0.0084854 |  | 0.0091463 |  | 0.0023856 |  | 0.010422 |  | 0.0031618 |  | 0.0037311 |  | 0.0028195 |  | 0.0031276
| 0.0082204 |  | 0.0094836 |  | 0.0024058 |  | 0.010234 |  | 0.0031322 |  | 0.0036706 |  | 0.003019 |  | 0.0031493
| 0.0081075 |  | 0.0095459 |  | 0.0024057 |  | 0.010093 |  | 0.0031232 |  | 0.0036973 |  | 0.0029338 |  | 0.003392
| 0.0081397 |  | 0.0088813 |  | 0.0024063 |  | 0.0099988 |  | 0.0031391 |  | 0.0038572 |  | 0.0028897 |  | 0.0033679
| 0.0080268 |  | 0.0088122 |  | 0.0023493 |  | 0.0099988 |  | 0.0031328 |  | 0.0037021 |  | 0.0027405 |  | 0.0032719
| 0.0081601 |  | 0.0090148 |  | 0.0021555 |  | 0.0099525 |  | 0.0030945 |  | 0.0033837 |  | 0.0026861 |  | 0.0032914
| 0.0082127 |  | 0.00873 |  | 0.0022958 |  | 0.0098348 |  | 0.0030534 |  | 0.0035966 |  | 0.0028678 |  | 0.003232
| 0.008101 |  | 0.0085606 |  | 0.0024847 |  | 0.0097167 |  | 0.0030421 |  | 0.0036566 |  | 0.0028219 |  | 0.0032148
| 0.0078509 |  | 0.008625 |  | 0.0023879 |  | 0.009694 |  | 0.0030407 |  | 0.0035075 |  | 0.002587 |  | 0.0032451
| 0.0079138 |  | 0.0084778 |  | 0.002232 |  | 0.0095759 |  | 0.0030323 |  | 0.0035919 |  | 0.0025485 |  | 0.0031905
| 0.0078531 |  | 0.0083993 |  | 0.0022257 |  | 0.0095054 |  | 0.0029973 |  | 0.0034883 |  | 0.0027471 |  | 0.0031929
| 0.0074779 |  | 0.0087979 |  | 0.0021272 |  | 0.0095058 |  | 0.0029651 |  | 0.0033243 |  | 0.0028271 |  | 0.0032049
| 0.0074711 |  | 0.0088087 |  | 0.0020185 |  | 0.0094118 |  | 0.0029408 |  | 0.0032412 |  | 0.0027907 |  | 0.0030516
| 0.0072402 |  | 0.0083704 |  | 0.0022217 |  | 0.0093413 |  | 0.002931 |  | 0.0033036 |  | 0.0027167 |  | 0.0030757
| 0.0072133 |  | 0.0084166 |  | 0.0022654 |  | 0.0092945 |  | 0.0029241 |  | 0.0034379 |  | 0.0026072 |  | 0.0033057
| 0.0075665 |  | 0.0084943 |  | 0.0021239 |  | 0.0091528 |  | 0.0029136 |  | 0.003453 |  | 0.0025613 |  | 0.0032367
| 0.0073343 |  | 0.0084595 |  | 0.002061 |  | 0.0089882 |  | 0.0029121 |  | 0.0033703 |  | 0.0026298 |  | 0.0031162
| 0.0070172 |  | 0.0080472 |  | 0.0019984 |  | 0.0090827 |  | 0.0027671 |  | 0.0031052 |  | 0.0024796 |  | 0.0031221
| 0.0070682 |  | 0.0082181 |  | 0.0020161 |  | 0.0090594 |  | 0.0028291 |  | 0.0031436 |  | 0.0023109 |  | 0.0030749
| 0.0071169 |  | 0.0081028 |  | 0.0020709 |  | 0.0088933 |  | 0.0028017 |  | 0.0033282 |  | 0.0025602 |  | 0.0028691
| 0.0072751 |  | 0.0077175 |  | 0.0020737 |  | 0.0087743 |  | 0.0028104 |  | 0.0034318 |  | 0.0026874 |  | 0.0029741
| 0.0070691 |  | 0.0076775 |  | 0.0019229 |  | 0.0086566 |  | 0.0027707 |  | 0.0033183 |  | 0.0024975 |  | 0.0029635
| 0.0069393 |  | 0.0077824 |  | 0.0018964 |  | 0.0087523 |  | 0.0027439 |  | 0.0032021 |  | 0.0024848 |  | 0.0028292
| 0.0070296 |  | 0.0079416 |  | 0.0019194 |  | 0.0087294 |  | 0.0027767 |  | 0.0031203 |  | 0.0025204 |  | 0.0029422
| 0.0069942 |  | 0.0079093 |  | 0.0019522 |  | 0.0085392 |  | 0.0027725 |  | 0.0032056 |  | 0.0025269 |  | 0.003014
| 0.0069827 |  | 0.0075742 |  | 0.0019125 |  | 0.0084214 |  | 0.0027366 |  | 0.0031365 |  | 0.0024156 |  | 0.0028619
| 0.0069121 |  | 0.0075319 |  | 0.0019326 |  | 0.00828 |  | 0.0027317 |  | 0.0032222 |  | 0.0023357 |  | 0.0028301
| 0.0067377 |  | 0.0073431 |  | 0.0019695 |  | 0.0082567 |  | 0.0027049 |  | 0.0032727 |  | 0.0022367 |  | 0.0028494
| 0.006712 |  | 0.007409 |  | 0.0019424 |  | 0.0083279 |  | 0.002674 |  | 0.0031516 |  | 0.0021819 |  | 0.0028837
| 0.0067843 |  | 0.0077067 |  | 0.0019845 |  | 0.0083519 |  | 0.0026812 |  | 0.0030535 |  | 0.0022759 |  | 0.0028975
| 0.0065319 |  | 0.0075303 |  | 0.0019055 |  | 0.0082341 |  | 0.0026476 |  | 0.003096 |  | 0.0023202 |  | 0.0028005
| 0.0063976 |  | 0.0075092 |  | 0.0018519 |  | 0.0081632 |  | 0.0026152 |  | 0.0031654 |  | 0.0022378 |  | 0.0028458
| 0.0064368 |  | 0.0074525 |  | 0.0018704 |  | 0.008069 |  | 0.0026201 |  | 0.0029531 |  | 0.0023473 |  | 0.0028933
| 0.0064321 |  | 0.0066814 |  | 0.0018963 |  | 0.0079984 |  | 0.0026051 |  | 0.0029415 |  | 0.0022868 |  | 0.0027664
| 0.0063358 |  | 0.0067242 |  | 0.0019442 |  | 0.0079751 |  | 0.0026098 |  | 0.0029615 |  | 0.0021169 |  | 0.0025254
| 0.0063795 |  | 0.0072293 |  | 0.0019158 |  | 0.0078809 |  | 0.0025871 |  | 0.0029006 |  | 0.0022671 |  | 0.0027765
| 0.0064707 |  | 0.007294 |  | 0.0019942 |  | 0.0078103 |  | 0.0025394 |  | 0.0028949 |  | 0.0023306 |  | 0.0028281
| 0.0063425 |  | 0.0069728 |  | 0.0020207 |  | 0.0076688 |  | 0.002539 |  | 0.0030003 |  | 0.0021647 |  | 0.0025818
| 0.0062917 |  | 0.0066346 |  | 0.0018698 |  | 0.0076452 |  | 0.0025249 |  | 0.0030117 |  | 0.0022523 |  | 0.0027417
| 0.0063758 |  | 0.0067682 |  | 0.0017492 |  | 0.0076458 |  | 0.0024906 |  | 0.0029097 |  | 0.0024129 |  | 0.0027518
| 0.0063797 |  | 0.0070455 |  | 0.0018202 |  | 0.0075513 |  | 0.0025408 |  | 0.0028596 |  | 0.0023594 |  | 0.0028182
| 0.0060256 |  | 0.0072371 |  | 0.0019071 |  | 0.0075752 |  | 0.0025191 |  | 0.0028606 |  | 0.0022713 |  | 0.0028742
| 0.0058923 |  | 0.0069386 |  | 0.0018968 |  | 0.0075282 |  | 0.0024625 |  | 0.0030003 |  | 0.0021111 |  | 0.0027842
| 0.0060556 |  | 0.006847 |  | 0.0017327 |  | 0.0074103 |  | 0.0024698 |  | 0.0028552 |  | 0.0021935 |  | 0.0026679
| 0.0060166 |  | 0.0067372 |  | 0.0016502 |  | 0.0073158 |  | 0.0024395 |  | 0.0027244 |  | 0.002322 |  | 0.0025984
| 0.0057974 |  | 0.0068615 |  | 0.001805 |  | 0.0072218 |  | 0.002446 |  | 0.0027298 |  | 0.0022396 |  | 0.0026308
| 0.0057289 |  | 0.0067388 |  | 0.0018034 |  | 0.0071509 |  | 0.0024231 |  | 0.0026426 |  | 0.0024545 |  | 0.0025609
| 0.0053335 |  | 0.006322 |  | 0.0017619 |  | 0.0071039 |  | 0.0023726 |  | 0.0025714 |  | 0.002527 |  | 0.0025129
| 0.0053193 |  | 0.0063569 |  | 0.0018108 |  | 0.0071042 |  | 0.0023892 |  | 0.0026902 |  | 0.0021485 |  | 0.0025313
| 0.0058147 |  | 0.0065417 |  | 0.0017988 |  | 0.0071045 |  | 0.0023759 |  | 0.0027482 |  | 0.0019671 |  | 0.002497
| 0.0057939 |  | 0.0064868 |  | 0.0017313 |  | 0.0070575 |  | 0.0023382 |  | 0.0025384 |  | 0.0019445 |  | 0.0025
| 0.0057797 |  | 0.0063184 |  | 0.0016471 |  | 0.006962 |  | 0.0023589 |  | 0.002565 |  | 0.0019687 |  | 0.0024467
| 0.0057421 |  | 0.0063208 |  | 0.0016287 |  | 0.006891 |  | 0.002351 |  | 0.0025835 |  | 0.0020114 |  | 0.0023504
| 0.0056537 |  | 0.0062138 |  | 0.0016794 |  | 0.0068916 |  | 0.0023288 |  | 0.0026137 |  | 0.0021555 |  | 0.0022894
| 0.0055864 |  | 0.0064255 |  | 0.0016614 |  | 0.0068668 |  | 0.0023174 |  | 0.0026047 |  | 0.0020592 |  | 0.0023666
| 0.0056081 |  | 0.0064114 |  | 0.0017036 |  | 0.0068434 |  | 0.0022954 |  | 0.0025653 |  | 0.0018535 |  | 0.0025885
| 0.0055469 |  | 0.0061325 |  | 0.001809 |  | 0.00682 |  | 0.0022869 |  | 0.0026328 |  | 0.001817 |  | 0.0025821
| 0.0052018 |  | 0.0058946 |  | 0.0018263 |  | 0.0067257 |  | 0.0023078 |  | 0.0026148 |  | 0.0017317 |  | 0.0024553
| 0.0053606 |  | 0.0058033 |  | 0.0016656 |  | 0.0066311 |  | 0.0023035 |  | 0.0025621 |  | 0.0018465 |  | 0.0024164
| 0.0054954 |  | 0.0062799 |  | 0.0016453 |  | 0.0066316 |  | 0.0022542 |  | 0.0025171 |  | 0.0019266 |  | 0.0022835
| 0.005323 |  | 0.0063222 |  | 0.0016603 |  | 0.006608 |  | 0.0022496 |  | 0.0025167 |  | 0.0018875 |  | 0.0022457
| 0.0053506 |  | 0.0063217 |  | 0.001618 |  | 0.0065139 |  | 0.0022463 |  | 0.0024106 |  | 0.0020516 |  | 0.0023458
| 0.0054334 |  | 0.0062404 |  | 0.00144 |  | 0.0064192 |  | 0.0021657 |  | 0.0024637 |  | 0.0023128 |  | 0.00222
| 0.0054372 |  | 0.005634 |  | 0.0013332 |  | 0.0063958 |  | 0.002131 |  | 0.0025589 |  | 0.0021819 |  | 0.0022361
| 0.0052541 |  | 0.005646 |  | 0.0015069 |  | 0.0063958 |  | 0.0021595 |  | 0.0024945 |  | 0.0020465 |  | 0.0025167
| 0.0051929 |  | 0.0057886 |  | 0.0015465 |  | 0.0063964 |  | 0.0021736 |  | 0.002469 |  | 0.0019721 |  | 0.0024374
| 0.005129 |  | 0.0056579 |  | 0.0015823 |  | 0.0063727 |  | 0.0021626 |  | 0.0024215 |  | 0.0017783 |  | 0.0022184
| 0.0050301 |  | 0.0055348 |  | 0.0015143 |  | 0.0062549 |  | 0.0021261 |  | 0.002455 |  | 0.0018983 |  | 0.0021577
| 0.0049937 |  | 0.0057765 |  | 0.0015038 |  | 0.0061603 |  | 0.0021287 |  | 0.0023833 |  | 0.0019617 |  | 0.00217
| 0.0042771 |  | 0.0058998 |  | 0.0014785 |  | 0.0061605 |  | 0.0021153 |  | 0.0024229 |  | 0.0020263 |  | 0.0021872
| 0.0040822 |  | 0.0056223 |  | 0.0013358 |  | 0.0060661 |  | 0.002113 |  | 0.0025553 |  | 0.0021006 |  | 0.0021967
| 0.0049589 |  | 0.0056866 |  | 0.00146 |  | 0.0060427 |  | 0.0021145 |  | 0.0024284 |  | 0.0019824 |  | 0.0021045
| 0.0050759 |  | 0.0057596 |  | 0.0014801 |  | 0.0061374 |  | 0.0020859 |  | 0.0023494 |  | 0.0018388 |  | 0.0021488
| 0.0049271 |  | 0.005958 |  | 0.0014985 |  | 0.0061379 |  | 0.0020621 |  | 0.0023499 |  | 0.0017522 |  | 0.0022523
| 0.0040982 |  | 0.0056967 |  | 0.0014962 |  | 0.0060669 |  | 0.0020676 |  | 0.0023466 |  | 0.0016992 |  | 0.0022698
| 0.0040984 |  | 0.0050793 |  | 0.0014662 |  | 0.0060198 |  | 0.0020846 |  | 0.0023167 |  | 0.0016612 |  | 0.0022497
| 0.0047006 |  | 0.0053697 |  | 0.0015388 |  | 0.0059254 |  | 0.0020584 |  | 0.0023086 |  | 0.0017972 |  | 0.0021608
| 0.004527 |  | 0.0057599 |  | 0.0014827 |  | 0.0058783 |  | 0.002033 |  | 0.0023294 |  | 0.0017492 |  | 0.0022157
| 0.0047162 |  | 0.0055765 |  | 0.0015251 |  | 0.0058075 |  | 0.0020338 |  | 0.0022481 |  | 0.0017385 |  | 0.0022464
| 0.0047687 |  | 0.0052798 |  | 0.0014665 |  | 0.0057365 |  | 0.002028 |  | 0.002272 |  | 0.0018727 |  | 0.0022924
| 0.0048964 |  | 0.0049753 |  | 0.0013104 |  | 0.0053581 |  | 0.0019911 |  | 0.0023283 |  | 0.0019345 |  | 0.0023065
| 0.0045088 |  | 0.005253 |  | 0.0013628 |  | 0.0051687 |  | 0.001993 |  | 0.0022955 |  | 0.0019109 |  | 0.0020627
| 0.0043656 |  | 0.0054919 |  | 0.0013315 |  | 0.0054294 |  | 0.0020279 |  | 0.0022627 |  | 0.0017273 |  | 0.0019732
| 0.0045409 |  | 0.0052019 |  | 0.0012842 |  | 0.0055006 |  | 0.002016 |  | 0.0023 |  | 0.0016189 |  | 0.0019301
| 0.0042725 |  | 0.0050356 |  | 0.0013389 |  | 0.005548 |  | 0.0019807 |  | 0.002474 |  | 0.0017325 |  | 0.002002
| 0.00432 |  | 0.0048373 |  | 0.0012946 |  | 0.0055958 |  | 0.0019738 |  | 0.0023775 |  | 0.0019154 |  | 0.0023562
| 0.0044776 |  | 0.0051685 |  | 0.0012985 |  | 0.0054774 |  | 0.0019575 |  | 0.0021706 |  | 0.001804 |  | 0.0021994
| 0.0044908 |  | 0.005237 |  | 0.0013892 |  | 0.0053831 |  | 0.0019454 |  | 0.0023235 |  | 0.0016719 |  | 0.0019735
| 0.0044991 |  | 0.0049831 |  | 0.0014612 |  | 0.0053831 |  | 0.0019739 |  | 0.002376 |  | 0.0017544 |  | 0.0020506
| 0.0043149 |  | 0.0048124 |  | 0.0013827 |  | 0.0054071 |  | 0.0019601 |  | 0.0022631 |  | 0.0019217 |  | 0.0020437
| 0.0037115 |  | 0.0044813 |  | 0.0012823 |  | 0.0053599 |  | 0.0019361 |  | 0.0021437 |  | 0.0019391 |  | 0.0020075
| 0.0036511 |  | 0.0047434 |  | 0.0011784 |  | 0.0053125 |  | 0.0019295 |  | 0.0020323 |  | 0.0017959 |  | 0.0020277
| 0.0041543 |  | 0.0049754 |  | 0.0012549 |  | 0.005313 |  | 0.0019065 |  | 0.0021102 |  | 0.0016844 |  | 0.0019883
| 0.0041154 |  | 0.0048903 |  | 0.0014277 |  | 0.0052182 |  | 0.0018921 |  | 0.0021244 |  | 0.0016804 |  | 0.0019995
| 0.0040019 |  | 0.0050243 |  | 0.0013415 |  | 0.0051474 |  | 0.0019006 |  | 0.0020817 |  | 0.0017548 |  | 0.0022205
| 0.0042116 |  | 0.0051637 |  | 0.0012638 |  | 0.0051713 |  | 0.0018965 |  | 0.0021934 |  | 0.0018536 |  | 0.0019759
| 0.0043041 |  | 0.0047024 |  | 0.0012388 |  | 0.0050045 |  | 0.0018844 |  | 0.0021335 |  | 0.0017491 |  | 0.0015915
| 0.0040356 |  | 0.0043778 |  | 0.0012365 |  | 0.00491 |  | 0.0018689 |  | 0.0019419 |  | 0.001532 |  | 0.0017878
| 0.0040677 |  | 0.0047904 |  | 0.0012884 |  | 0.005077 |  | 0.0018366 |  | 0.0018805 |  | 0.0016266 |  | 0.0019388
| 0.0042086 |  | 0.004984 |  | 0.0012864 |  | 0.00503 |  | 0.0018291 |  | 0.0019074 |  | 0.0017853 |  | 0.0018886
| 0.0042125 |  | 0.0050543 |  | 0.0012295 |  | 0.0049104 |  | 0.0018261 |  | 0.0021158 |  | 0.0017052 |  | 0.0018013
| 0.004132 |  | 0.0048644 |  | 0.0013068 |  | 0.0046725 |  | 0.0018326 |  | 0.0021674 |  | 0.0015654 |  | 0.0017969
| 0.0038943 |  | 0.0044976 |  | 0.001246 |  | 0.0046253 |  | 0.0018484 |  | 0.0021428 |  | 0.0014678 |  | 0.0019498
| 0.0036978 |  | 0.0044082 |  | 0.0012125 |  | 0.0048873 |  | 0.001818 |  | 0.0020704 |  | 0.001462 |  | 0.0019439
| 0.0038389 |  | 0.0046763 |  | 0.0013765 |  | 0.0047925 |  | 0.0018064 |  | 0.0018954 |  | 0.0015612 |  | 0.0019385
| 0.0040936 |  | 0.0048917 |  | 0.0012991 |  | 0.0047455 |  | 0.0017953 |  | 0.0019374 |  | 0.0015971 |  | 0.0019851
| 0.0038771 |  | 0.0047204 |  | 0.0011941 |  | 0.0047455 |  | 0.0017598 |  | 0.0020249 |  | 0.0017692 |  | 0.001859
| 0.0035419 |  | 0.0048128 |  | 0.001209 |  | 0.0047931 |  | 0.001774 |  | 0.002122 |  | 0.0016744 |  | 0.0018463
| 0.0038656 |  | 0.0049657 |  | 0.0012183 |  | 0.004817 |  | 0.0017951 |  | 0.0021469 |  | 0.0014712 |  | 0.002006
| 0.004131 |  | 0.0048139 |  | 0.001236 |  | 0.0047449 |  | 0.0017802 |  | 0.0019377 |  | 0.0015178 |  | 0.0020081
| 0.0033671 |  | 0.0044791 |  | 0.0012591 |  | 0.0047212 |  | 0.0017521 |  | 0.001893 |  | 0.0016518 |  | 0.0016847
| 0.0032643 |  | 0.0042344 |  | 0.0012194 |  | 0.0046268 |  | 0.0017437 |  | 0.0018396 |  | 0.0016952 |  | 0.0015778
| 0.0030014 |  | 0.004334 |  | 0.0011886 |  | 0.0045557 |  | 0.0017546 |  | 0.0019323 |  | 0.0017072 |  | 0.0018665
| 0.0031448 |  | 0.0044827 |  | 0.0011713 |  | 0.0044374 |  | 0.0017336 |  | 0.0020113 |  | 0.0014704 |  | 0.0018778
| 0.0039303 |  | 0.0045001 |  | 0.001197 |  | 0.0043665 |  | 0.0017185 |  | 0.0019019 |  | 0.001569 |  | 0.0019255
| 0.0037244 |  | 0.0044511 |  | 0.0012475 |  | 0.0043904 |  | 0.0017159 |  | 0.0020128 |  | 0.0017696 |  | 0.0018615
| 0.0035149 |  | 0.0041893 |  | 0.0010834 |  | 0.0044852 |  | 0.0017107 |  | 0.0020434 |  | 0.0015824 |  | 0.0018256
| 0.0034438 |  | 0.0041995 |  | 0.0010988 |  | 0.0044618 |  | 0.0017059 |  | 0.0019849 |  | 0.0015066 |  | 0.0018173
| 0.003514 |  | 0.0042298 |  | 0.0013079 |  | 0.0044381 |  | 0.0016762 |  | 0.0019878 |  | 0.0015217 |  | 0.0016247
| 0.0035212 |  | 0.0038712 |  | 0.0013769 |  | 0.004462 |  | 0.0016516 |  | 0.0020329 |  | 0.0016749 |  | 0.0014939
| 0.0035129 |  | 0.0042022 |  | 0.0012317 |  | 0.0044148 |  | 0.0016525 |  | 0.0020206 |  | 0.0017204 |  | 0.0014505
| 0.0035889 |  | 0.0043423 |  | 0.001017 |  | 0.004415 |  | 0.0016796 |  | 0.0020059 |  | 0.001633 |  | 0.0016917
| 0.0035203 |  | 0.0039362 |  | 0.0010098 |  | 0.0043676 |  | 0.0016583 |  | 0.0020434 |  | 0.0014177 |  | 0.0016743
| 0.0034292 |  | 0.003766 |  | 0.0011485 |  | 0.0042492 |  | 0.0016329 |  | 0.0017923 |  | 0.0014131 |  | 0.0016083
| 0.0031722 |  | 0.0036672 |  | 0.0011326 |  | 0.0042021 |  | 0.0016378 |  | 0.0017424 |  | 0.0013522 |  | 0.0016121
| 0.002792 |  | 0.0035721 |  | 0.0011693 |  | 0.0040598 |  | 0.0016102 |  | 0.0018697 |  | 0.0012848 |  | 0.0016356
| 0.0028668 |  | 0.0038148 |  | 0.0012759 |  | 0.0039414 |  | 0.0016128 |  | 0.0019435 |  | 0.0013418 |  | 0.0015593
| 0.0032058 |  | 0.004116 |  | 0.0011996 |  | 0.00406 |  | 0.0015998 |  | 0.0020797 |  | 0.0014897 |  | 0.0016196
| 0.0032212 |  | 0.0039439 |  | 0.0011569 |  | 0.0041789 |  | 0.0016191 |  | 0.0019463 |  | 0.0015059 |  | 0.0017069
| 0.0030271 |  | 0.0038318 |  | 0.0010632 |  | 0.0041315 |  | 0.0016151 |  | 0.0018739 |  | 0.0013499 |  | 0.0015656
| 0.0031196 |  | 0.0039553 |  | 0.0010228 |  | 0.0039656 |  | 0.0015713 |  | 0.001875 |  | 0.0012828 |  | 0.001657
| 0.0033165 |  | 0.0040572 |  | 0.0010693 |  | 0.0039184 |  | 0.0015791 |  | 0.0017193 |  | 0.001245 |  | 0.001676
| 0.0031874 |  | 0.003859 |  | 0.0011164 |  | 0.0040371 |  | 0.0015967 |  | 0.0016947 |  | 0.0014909 |  | 0.0016981
| 0.0030097 |  | 0.0037119 |  | 0.0010866 |  | 0.0039662 |  | 0.0016009 |  | 0.0018338 |  | 0.0013502 |  | 0.0018104
| 0.0031877 |  | 0.0036737 |  | 0.0010138 |  | 0.0038475 |  | 0.0015709 |  | 0.0018206 |  | 0.0011537 |  | 0.0020018
| 0.0026377 |  | 0.0038182 |  | 0.0010887 |  | 0.0038716 |  | 0.0015219 |  | 0.0017894 |  | 0.0011985 |  | 0.0018885
| 0.0026152 |  | 0.0039428 |  | 0.0011063 |  | 0.0038479 |  | 0.0015348 |  | 0.0019165 |  | 0.0011699 |  | 0.0017142
| 0.0031418 |  | 0.003782 |  | 0.0010083 |  | 0.0037769 |  | 0.0015643 |  | 0.0019019 |  | 0.0012685 |  | 0.00171
| 0.0029557 |  | 0.0039301 |  | 0.0008855 |  | 0.003777 |  | 0.0015365 |  | 0.0018253 |  | 0.0012843 |  | 0.0016887
| 0.002899 |  | 0.0042475 |  | 0.00087972 |  | 0.0037296 |  | 0.001487 |  | 0.0016683 |  | 0.001356 |  | 0.0017319
| 0.0027639 |  | 0.0042197 |  | 0.001154 |  | 0.0037299 |  | 0.0014891 |  | 0.00154 |  | 0.0014801 |  | 0.0015948
| 0.002713 |  | 0.003624 |  | 0.001117 |  | 0.0037536 |  | 0.0014908 |  | 0.0015513 |  | 0.0015529 |  | 0.0014646
| 0.0029823 |  | 0.0032941 |  | 0.00094676 |  | 0.0037063 |  | 0.0014864 |  | 0.0014435 |  | 0.0014901 |  | 0.0013596
| 0.0031259 |  | 0.0034032 |  | 0.00095283 |  | 0.0036116 |  | 0.0015017 |  | 0.0015573 |  | 0.001472 |  | 0.0015908
| 0.003069 |  | 0.0036323 |  | 0.00097476 |  | 0.0034929 |  | 0.0014853 |  | 0.0018057 |  | 0.0014627 |  | 0.0018707
| 0.0026506 |  | 0.0039825 |  | 0.00091001 |  | 0.0035169 |  | 0.0014706 |  | 0.0017279 |  | 0.0011309 |  | 0.0016283
| 0.0024241 |  | 0.0036912 |  | 0.0009114 |  | 0.0035881 |  | 0.0014634 |  | 0.0015849 |  | 0.0011601 |  | 0.0015495
| 0.0029414 |  | 0.0036126 |  | 0.00093086 |  | 0.0035645 |  | 0.0014598 |  | 0.0016341 |  | 0.0014188 |  | 0.0015926
| 0.002977 |  | 0.0035 |  | 0.0008235 |  | 0.0036122 |  | 0.0014572 |  | 0.0017189 |  | 0.0013544 |  | 0.0016679
| 0.0026237 |  | 0.0034887 |  | 0.00094032 |  | 0.0036123 |  | 0.0014408 |  | 0.0016295 |  | 0.0013949 |  | 0.0017416
| 0.0025941 |  | 0.0034938 |  | 0.00097707 |  | 0.0035175 |  | 0.0015262 |  | 0.0016138 |  | 0.0012754 |  | 0.0016451
| 0.0026915 |  | 0.0033365 |  | 0.00089525 |  | 0.0035175 |  | 0.0015185 |  | 0.0017631 |  | 0.0012365 |  | 0.0016194
| 0.0024259 |  | 0.0034802 |  | 0.00095766 |  | 0.0034703 |  | 0.0014357 |  | 0.001801 |  | 0.0015429 |  | 0.0015589
| 0.0023062 |  | 0.0034792 |  | 0.0010042 |  | 0.0033517 |  | 0.0014615 |  | 0.0016156 |  | 0.001526 |  | 0.0015697
| 0.0024948 |  | 0.0037714 |  | 0.0010409 |  | 0.0033043 |  | 0.001435 |  | 0.0015504 |  | 0.0012699 |  | 0.0016457
| 0.0024938 |  | 0.0034101 |  | 0.0009646 |  | 0.0033043 |  | 0.0014279 |  | 0.001547 |  | 0.0013208 |  | 0.0013609
| 0.0025009 |  | 0.0032253 |  | 0.00090242 |  | 0.0033283 |  | 0.0014277 |  | 0.0015132 |  | 0.0014103 |  | 0.0011893
| 0.0024999 |  | 0.0033347 |  | 0.00087115 |  | 0.0033283 |  | 0.0014143 |  | 0.0017719 |  | 0.0013177 |  | 0.0015024
| 0.0025 |  | 0.003503 |  | 0.00089197 |  | 0.0034472 |  | 0.001405 |  | 0.0015892 |  | 0.0013293 |  | 0.0015798
| 0.0024087 |  | 0.0035769 |  | 0.0010042 |  | 0.0034473 |  | 0.0013715 |  | 0.0013463 |  | 0.0011812 |  | 0.0013789
| 0.0023293 |  | 0.0035015 |  | 0.00098337 |  | 0.0032338 |  | 0.0013312 |  | 0.0016034 |  | 0.0010724 |  | 0.0011806
| 0.0022594 |  | 0.0033864 |  | 0.0008654 |  | 0.0032339 |  | 0.0013485 |  | 0.0014516 |  | 0.0011477 |  | 0.0013175
| 0.0021929 |  | 0.0031751 |  | 0.00076008 |  | 0.0033764 |  | 0.0013781 |  | 0.0012574 |  | 0.0010794 |  | 0.0014671
| 0.0024554 |  | 0.0032652 |  | 0.00082859 |  | 0.0032578 |  | 0.0013459 |  | 0.0013371 |  | 0.00094779 |  | 0.0015268
| 0.002637 |  | 0.0031388 |  | 0.00091511 |  | 0.0032105 |  | 0.0013254 |  | 0.0015843 |  | 0.0011048 |  | 0.0015951
| 0.0024602 |  | 0.0032754 |  | 0.0010311 |  | 0.0032581 |  | 0.0013255 |  | 0.0018477 |  | 0.0012811 |  | 0.0014354
| 0.0022111 |  | 0.0032541 |  | 0.0010623 |  | 0.003282 |  | 0.0013365 |  | 0.0016675 |  | 0.0010369 |  | 0.0013503
| 0.0022456 |  | 0.0027031 |  | 0.00096862 |  | 0.0032345 |  | 0.0013264 |  | 0.0015494 |  | 0.00090034 |  | 0.0014465
| 0.0023181 |  | 0.0027748 |  | 0.0010565 |  | 0.0030922 |  | 0.0013316 |  | 0.0017625 |  | 0.00093039 |  | 0.0015879
| 0.0023218 |  | 0.003081 |  | 0.0010138 |  | 0.0029723 |  | 0.0013235 |  | 0.0017851 |  | 0.00085405 |  | 0.0014491
| 0.0022269 |  | 0.0031059 |  | 0.00099082 |  | 0.0029487 |  | 0.0012883 |  | 0.0014057 |  | 0.00090401 |  | 0.0014714
| 0.0022423 |  | 0.0030807 |  | 0.001001 |  | 0.0029487 |  | 0.0013083 |  | 0.0012142 |  | 0.0012602 |  | 0.0015316
| 0.0024835 |  | 0.0030038 |  | 0.0009272 |  | 0.0029964 |  | 0.0013078 |  | 0.001419 |  | 0.0012606 |  | 0.0014602
| 0.00248 |  | 0.0031596 |  | 0.00082993 |  | 0.0031164 |  | 0.0012877 |  | 0.0015516 |  | 0.00092716 |  | 0.0015182
| 0.0022236 |  | 0.0033036 |  | 0.00086353 |  | 0.0030928 |  | 0.0012795 |  | 0.0015845 |  | 0.0011344 |  | 0.0014361
| 0.002251 |  | 0.0030687 |  | 0.0010406 |  | 0.0029492 |  | 0.0012666 |  | 0.001564 |  | 0.0013682 |  | 0.0013875
| 0.0024791 |  | 0.003311 |  | 0.00095961 |  | 0.0027818 |  | 0.0012742 |  | 0.0014255 |  | 0.0012293 |  | 0.0014937
| 0.002269 |  | 0.0036975 |  | 0.00084733 |  | 0.0027107 |  | 0.0012772 |  | 0.0013445 |  | 0.0010823 |  | 0.0014395
| 0.002136 |  | 0.0029733 |  | 0.00080562 |  | 0.0027582 |  | 0.0012852 |  | 0.0013696 |  | 0.0010533 |  | 0.001342
| 0.0023025 |  | 0.002508 |  | 0.00077576 |  | 0.0028533 |  | 0.0012656 |  | 0.001392 |  | 0.0011463 |  | 0.0013652
| 0.0023868 |  | 0.0028792 |  | 0.00080123 |  | 0.0029734 |  | 0.0012226 |  | 0.0013779 |  | 0.0012262 |  | 0.0014401
| 0.0021078 |  | 0.0029289 |  | 0.00092484 |  | 0.0029498 |  | 0.0012388 |  | 0.0014225 |  | 0.001183 |  | 0.0014675
| 0.0014702 |  | 0.0026876 |  | 0.00086955 |  | 0.0028299 |  | 0.0012356 |  | 0.0014051 |  | 0.0012875 |  | 0.0012908
| 0.0016021 |  | 0.0028539 |  | 0.00078734 |  | 0.0028537 |  | 0.0012412 |  | 0.0013327 |  | 0.0013165 |  | 0.0011503
| 0.0020321 |  | 0.0029078 |  | 0.00092189 |  | 0.0029013 |  | 0.0012494 |  | 0.0013486 |  | 0.0012369 |  | 0.0012018
| 0.0018279 |  | 0.0028223 |  | 0.0010073 |  | 0.0028539 |  | 0.0012451 |  | 0.0013899 |  | 0.0012783 |  | 0.0012069
| 0.0020227 |  | 0.0031319 |  | 0.00090772 |  | 0.0028303 |  | 0.0012254 |  | 0.001433 |  | 0.00091814 |  | 0.0011313
| 0.0022555 |  | 0.0031392 |  | 0.00084313 |  | 0.0027591 |  | 0.0012055 |  | 0.0014008 |  | 0.00080955 |  | 0.0010898
| 0.0022212 |  | 0.0031061 |  | 0.00081302 |  | 0.0026878 |  | 0.0012215 |  | 0.0011647 |  | 0.00098674 |  | 0.0012167
| 0.0020004 |  | 0.0033449 |  | 0.00074102 |  | 0.0026166 |  | 0.0012107 |  | 0.0011334 |  | 0.0010919 |  | 0.0012613
| 0.0018234 |  | 0.0031514 |  | 0.00082344 |  | 0.002688 |  | 0.0012333 |  | 0.0012551 |  | 0.0011998 |  | 0.0013425
| 0.0020148 |  | 0.0031744 |  | 0.00074466 |  | 0.0026882 |  | 0.0012405 |  | 0.0012598 |  | 0.001165 |  | 0.0013677
| 0.0021907 |  | 0.0033594 |  | 0.0006997 |  | 0.0025932 |  | 0.0012136 |  | 0.0013576 |  | 0.0010623 |  | 0.0012097
| 0.0020065 |  | 0.0031021 |  | 0.00084429 |  | 0.0026645 |  | 0.001192 |  | 0.0014282 |  | 0.00079449 |  | 0.0012179
| 0.0015588 |  | 0.0030594 |  | 0.00097053 |  | 0.0026172 |  | 0.0011889 |  | 0.0014852 |  | 0.00084429 |  | 0.0011672
| 0.0015624 |  | 0.0030969 |  | 0.0009395 |  | 0.0024983 |  | 0.0011794 |  | 0.0013936 |  | 0.00093603 |  | 0.0012875
| 0.0018655 |  | 0.0026779 |  | 0.00095316 |  | 0.0025221 |  | 0.0011591 |  | 0.0012346 |  | 0.00089988 |  | 0.0015203
| 0.0021019 |  | 0.0028472 |  | 0.00090012 |  | 0.0025699 |  | 0.0011594 |  | 0.0013087 |  | 0.00091286 |  | 0.0014656
| 0.0019606 |  | 0.003034 |  | 0.00070318 |  | 0.00257 |  | 0.001161 |  | 0.0013173 |  | 0.00081207 |  | 0.001305
| 0.0017872 |  | 0.0029136 |  | 0.00088274 |  | 0.0024511 |  | 0.0011677 |  | 0.0012793 |  | 0.00088737 |  | 0.0013139
| 0.0017563 |  | 0.0026527 |  | 0.00087949 |  | 0.0024274 |  | 0.0011809 |  | 0.001328 |  | 0.0011054 |  | 0.0014219
| 0.0016947 |  | 0.0021134 |  | 0.00080744 |  | 0.0022849 |  | 0.0011331 |  | 0.0011965 |  | 0.0010947 |  | 0.0013208
| 0.0016852 |  | 0.0022462 |  | 0.0008364 |  | 0.0022849 |  | 0.0010917 |  | 0.0011898 |  | 0.00096267 |  | 0.001226
| 0.00181 |  | 0.0023346 |  | 0.00077984 |  | 0.0023802 |  | 0.0010993 |  | 0.0014029 |  | 0.00098262 |  | 0.0011484
| 0.0019824 |  | 0.002401 |  | 0.00073928 |  | 0.0023802 |  | 0.0011256 |  | 0.0013222 |  | 0.00099189 |  | 0.0013135
| 0.001828 |  | 0.0024534 |  | 0.00074257 |  | 0.0024992 |  | 0.0011271 |  | 0.0010824 |  | 0.0011631 |  | 0.0013504
| 0.0018792 |  | 0.0025981 |  | 0.00074623 |  | 0.0023804 |  | 0.0011234 |  | 0.0012197 |  | 0.0011541 |  | 0.0011533
| 0.0019589 |  | 0.0028341 |  | 0.00077057 |  | 0.002309 |  | 0.0011419 |  | 0.0013854 |  | 0.00096524 |  | 0.0011672
| 0.0018758 |  | 0.0026472 |  | 0.00076845 |  | 0.0022855 |  | 0.0011067 |  | 0.0012584 |  | 0.0010246 |  | 0.001033
| 0.0018604 |  | 0.0023392 |  | 0.00071263 |  | 0.0023092 |  | 0.0010765 |  | 0.0011449 |  | 0.0010012 |  | 0.0010172
| 0.0017938 |  | 0.0024632 |  | 0.00073928 |  | 0.0024282 |  | 0.0010916 |  | 0.0011362 |  | 0.00083314 |  | 0.0010671
| 0.0017975 |  | 0.0028352 |  | 0.0007047 |  | 0.0024521 |  | 0.0011054 |  | 0.0013352 |  | 0.00098519 |  | 0.0010772
| 0.0019295 |  | 0.0029542 |  | 0.00070238 |  | 0.002357 |  | 0.0010997 |  | 0.0012893 |  | 0.0010976 |  | 0.0012239
| 0.0016989 |  | 0.002905 |  | 0.00062109 |  | 0.002381 |  | 0.0010713 |  | 0.00092886 |  | 0.00084125 |  | 0.0012107
| 0.00146 |  | 0.0024293 |  | 0.00059227 |  | 0.0024999 |  | 0.0010374 |  | 0.0010136 |  | 0.00089131 |  | 0.0011761
| 0.0016919 |  | 0.0020224 |  | 0.00068521 |  | 0.0022859 |  | 0.0010324 |  | 0.0011804 |  | 0.0008939 |  | 0.0013097
| 0.0014673 |  | 0.0024024 |  | 0.00082988 |  | 0.0016675 |  | 0.0010463 |  | 0.0011911 |  | 0.00081133 |  | 0.0012634
| 0.0015148 |  | 0.0028094 |  | 0.00082061 |  | 0.0018103 |  | 0.0010699 |  | 0.0012345 |  | 0.00057774 |  | 0.0011009
| 0.0019086 |  | 0.002558 |  | 0.00073735 |  | 0.00231 |  | 0.0010849 |  | 0.0013607 |  | 0.00065441 |  | 0.0012086
| 0.0017076 |  | 0.0021072 |  | 0.00082872 |  | 0.0022624 |  | 0.0010789 |  | 0.0012276 |  | 0.00093535 |  | 0.0012967
| 0.0014556 |  | 0.0020201 |  | 0.00076057 |  | 0.0021436 |  | 0.0010686 |  | 0.0012371 |  | 0.00086607 |  | 0.0011193
| 0.0015187 |  | 0.0021893 |  | 0.00074662 |  | 0.0021436 |  | 0.0010753 |  | 0.0013431 |  | 0.00086951 |  | 0.00095442
| 0.0015021 |  | 0.0025133 |  | 0.00073503 |  | 0.0021675 |  | 0.001047 |  | 0.0013128 |  | 0.00067938 |  | 0.00094545
| 0.0013332 |  | 0.0026114 |  | 0.00074314 |  | 0.0021675 |  | 0.0010208 |  | 0.0013026 |  | 0.00084169 |  | 0.0011231
| 0.0013987 |  | 0.0024841 |  | 0.00076752 |  | 0.0020725 |  | 0.0010462 |  | 0.0013184 |  | 0.0011768 |  | 0.0011613
| 0.001545 |  | 0.0021143 |  | 0.00059011 |  | 0.0018346 |  | 0.0010338 |  | 0.0013164 |  | 0.001062 |  | 0.00099874
| 0.0013738 |  | 0.0022638 |  | 0.00068883 |  | 0.0019537 |  | 0.0010013 |  | 0.0011619 |  | 0.00098918 |  | 0.00097021
| 0.0013584 |  | 0.0026522 |  | 0.00074665 |  | 0.0021916 |  | 0.0010205 |  | 0.0011676 |  | 0.00096346 |  | 0.00094739
| 0.0014905 |  | 0.0024329 |  | 0.00043719 |  | 0.0021441 |  | 0.0010654 |  | 0.001048 |  | 0.00091612 |  | 0.0010567
| 0.00084672 |  | 0.0022288 |  | 0.00049169 |  | 0.0020252 |  | 0.0010663 |  | 0.0010694 |  | 0.00095439 |  | 0.0012591
| 0.0008301 |  | 0.0021408 |  | 0.00075033 |  | 0.0020253 |  | 0.0010302 |  | 0.0012494 |  | 0.0011817 |  | 0.0011004
| 0.0013621 |  | 0.0023139 |  | 0.00076421 |  | 0.0020968 |  | 0.0010135 |  | 0.0011772 |  | 0.0011933 |  | 0.00087005
| 0.001624 |  | 0.0023419 |  | 0.00086626 |  | 0.0020254 |  | 0.00098528 |  | 0.001108 |  | 0.00079088 |  | 0.00097492
| 0.0016121 |  | 0.0022984 |  | 0.00078396 |  | 0.0019065 |  | 0.00094909 |  | 0.0012069 |  | 0.00073525 |  | 0.0012064
| 0.0016015 |  | 0.0025114 |  | 0.00072845 |  | 0.0018589 |  | 0.00097407 |  | 0.0011953 |  | 0.00089548 |  | 0.0010792
| 0.0016979 |  | 0.0024658 |  | 0.00075149 |  | 0.0018352 |  | 0.0010025 |  | 0.0012945 |  | 0.00073177 |  | 0.0010726
| 0.001485 |  | 0.0022696 |  | 0.0005301 |  | 0.0018114 |  | 0.0010062 |  | 0.0011612 |  | 0.00079225 |  | 0.0012158
| 0.0014874 |  | 0.0019142 |  | 0.00050806 |  | 0.0019068 |  | 0.00097804 |  | 0.00087413 |  | 0.00098596 |  | 0.0010346
| 0.001472 |  | 0.0017074 |  | 0.00062408 |  | 0.0019544 |  | 0.00096809 |  | 0.00102 |  | 0.0009222 |  | 0.00083938
| 0.0014911 |  | 0.0020895 |  | 0.00037234 |  | 0.0019307 |  | 0.00098407 |  | 0.00065464 |  | 0.00081196 |  | 0.00095597
| 0.0013793 |  | 0.0022262 |  | 0 |  | 0.0019307 |  | 0.00097375 |  | 0 |  | 0.0006902 |  | 0.00093258
| 0.001358 |  | 0.0024643 |  | 0 |  | 0.0019308 |  | 0.00096723 |  | 0 |  | 0.00086671 |  | 0.0009522
| 0.0013448 |  | 0.0025646 |  | 0 |  | 0.001907 |  | 0.00096563 |  | 0 |  | 0.00091408 |  | 0.0012095
| 0.0012509 |  | 0.0024327 |  | 0 |  | 0.0018833 |  | 0.001008 |  | 0 |  | 0.00090267 |  | 0.0011776
| 0.0013259 |  | 0.0026821 |  | 0 |  | 0.0018834 |  | 0.00099715 |  | 0 |  | 0.00086304 |  | 0.0011296
| 0.0015128 |  | 0.0024676 |  | 0 |  | 0.0018358 |  | 0.00096319 |  | 0 |  | 0.00069154 |  | 0.001084
| 0.0017558 |  | 0.0019353 |  | 0 |  | 0.0018359 |  | 0.0009682 |  | 0 |  | 0.00060681 |  | 0.00090171
| 0.0016534 |  | 0.0021442 |  | 0 |  | 0.0018835 |  | 0.00094025 |  | 0 |  | 0.00056391 |  | 0.0010083
| 0.001532 |  | 0.0024658 |  | 0 |  | 0.0017645 |  | 0.00094093 |  | 0 |  | 0.00061493 |  | 0.001229
| 0.0014143 |  | 0.0023196 |  | 0 |  | 0.0017884 |  | 0.00094804 |  | 0 |  | 0.00061976 |  | 0.0010263
| 0.0012905 |  | 0.0019638 |  | 0 |  | 0.0019076 |  | 0.00094452 |  | 0 |  | 0.0006509 |  | 0.00096806
| 0.0011786 |  | 0.0017897 |  | 0 |  | 0.0019076 |  | 0.00093702 |  | 0 |  | 0.0008043 |  | 0.001061
| 0.0013966 |  | 0.0019174 |  | 0 |  | 0.0017886 |  | 0.00091957 |  | 0 |  | 0.00081474 |  | 0.0010481
| 0.0015013 |  | 0.002108 |  | 0 |  | 0.0017648 |  | 0.0009255 |  | 0 |  | 0.0008145 |  | 0.0010504
| 0.0016514 |  | 0.0024144 |  | 0 |  | 0.0019077 |  | 0.00093756 |  | 0 |  | 0.00065458 |  | 0.00099651
| 0.0016324 |  | 0.0025639 |  | 0 |  | 0.0018364 |  | 0.00090799 |  | 0 |  | 0.00090295 |  | 0.00088515
| 0.0013301 |  | 0.0025279 |  | 0 |  | 0.0016697 |  | 0.00093455 |  | 0 |  | 0.0011144 |  | 0.00093212
| 0.0013396 |  | 0.0025762 |  | 0 |  | 0.001646 |  | 0.00096313 |  | 0 |  | 0.00081822 |  | 0.00097273
| 0.0013468 |  | 0.0022823 |  | 0 |  | 0.0017174 |  | 0.00096271 |  | 0 |  | 0.001026 |  | 0.00097344
| 0.0013957 |  | 0.0017433 |  | 0 |  | 0.0017414 |  | 0.00097674 |  | 0 |  | 0.00092988 |  | 0.0010288
| 0.0012993 |  | 0.0018331 |  | 0 |  | 0.0018367 |  | 0.00092884 |  | 0 |  | 0.00098556 |  | 0.0010137
| 0.0012148 |  | 0.0022698 |  | 0 |  | 0.0018129 |  | 0.00090486 |  | 0 |  | 0.0012871 |  | 0.00098766
| 0.0009266 |  | 0.0022335 |  | 0 |  | 0.0016701 |  | 0.0009014 |  | 0 |  | 0.0010251 |  | 0.00094216
| 0.0010934 |  | 0.0019327 |  | 0 |  | 0.0016701 |  | 0.00088776 |  | 0 |  | 0.00086487 |  | 0.00098434
| 0.0014115 |  | 0.0018588 |  | 0 |  | 0.0017179 |  | 0.00091797 |  | 0 |  | 0.0008848 |  | 0.00089315
| 0.00091715 |  | 0.0020145 |  | 0 |  | 0.0016702 |  | 0.00091693 |  | 0 |  | 0.00075575 |  | 0.00062077
| 0.00099699 |  | 0.0021807 |  | 0 |  | 0.0015273 |  | 0.00089807 |  | 0 |  | 0.00054098 |  | 0.00090792
| 0.0013497 |  | 0.0019583 |  | 0 |  | 0.0014797 |  | 0.00091504 |  | 0 |  | 0.00071298 |  | 0.0011549
| 0.0011853 |  | 0.0019504 |  | 0 |  | 0.0015989 |  | 0.00094732 |  | 0 |  | 0.00094522 |  | 0.0009899
| 0.0011996 |  | 0.0021331 |  | 0 |  | 0.0016704 |  | 0.00094252 |  | 0 |  | 0.00069538 |  | 0.00094821
| 0.0012569 |  | 0.0021216 |  | 0 |  | 0.0016705 |  | 0.00091358 |  | 0 |  | 0.00062354 |  | 0.00077914
| 0.0011747 |  | 0.0023892 |  | 0 |  | 0.001742 |  | 0.00089183 |  | 0 |  | 0.00086393 |  | 0.00082467
| 0.001114 |  | 0.0023253 |  | 0 |  | 0.0018136 |  | 0.00089865 |  | 0 |  | 0.00082002 |  | 0.00092885
| 0.0013094 |  | 0.0022512 |  | 0 |  | 0.001623 |  | 0.0011099 |  | 0 |  | 0.00078729 |  | 0.0010135
| 0.0010831 |  | 0.0019078 |  | 0 |  | 0.0015992 |  | 0.00092937 |  | 0 |  | 0.00062589 |  | 0.0009138
| 0.0011522 |  | 0.0017422 |  | 0 |  | 0.0016469 |  | 0.0008923 |  | 0 |  | 0.00079563 |  | 0.0010595
| 0.0011177 |  | 0.0014677 |  | 0 |  | 0.0016469 |  | 0.0008966 |  | 0 |  | 0.0009745 |  | 0.001106
| 0.00096047 |  | 0.0016657 |  | 0 |  | 0.0016232 |  | 0.00086126 |  | 0 |  | 0.00087787 |  | 0.00082185
| 0.00098907 |  | 0.002083 |  | 0 |  | 0.0015517 |  | 0.00085901 |  | 0 |  | 0.00062024 |  | 0.00077179
| 0.001237 |  | 0.0021606 |  | 0 |  | 0.0015041 |  | 0.00085583 |  | 0 |  | 0.00063302 |  | 0.0010159
| 0.0011727 |  | 0.0019117 |  | 0 |  | 0.0014803 |  | 0.00086383 |  | 0 |  | 0.00088855 |  | 0.0010535
| 0.00099873 |  | 0.0020909 |  | 0 |  | 0.0015281 |  | 0.00088263 |  | 0 |  | 0.00065061 |  | 0.0010266
| 0.00094752 |  | 0.0028236 |  | 0 |  | 0.0014327 |  | 0.0009158 |  | 0 |  | 0.0006063 |  | 0.00082554
| 0.00095586 |  | 0.0028596 |  | 0 |  | 0.0014328 |  | 0.00096464 |  | 0 |  | 0.00070057 |  | 0.00071531
| 0.00095118 |  | 0.0021809 |  | 0 |  | 0.0015043 |  | 0.00093593 |  | 0 |  | 0.00053197 |  | 0.00088414
| 0.0010728 |  | 0.0018949 |  | 0 |  | 0.0014806 |  | 0.00091857 |  | 0 |  | 0.00062621 |  | 0.0009819
| 0.00096914 |  | 0.0019373 |  | 0 |  | 0.0015044 |  | 0.0009168 |  | 0 |  | 0.00083882 |  | 0.00076584
| 0.0009 |  | 0.0015768 |  | 0 |  | 0.0014807 |  | 0.00091145 |  | 0 |  | 0.0010886 |  | 0.00068486
| 0.00093818 |  | 0.0014269 |  | 0 |  | 0.001433 |  | 0.00084002 |  | 0 |  | 0.0010805 |  | 0.00094824
| 0.00074387 |  | 0.0016271 |  | 0 |  | 0.0014807 |  | 0.00078379 |  | 0 |  | 0.00090969 |  | 0.00099863
| 0.00076062 |  | 0.0019233 |  | 0 |  | 0.0014331 |  | 0.00081254 |  | 0 |  | 0.00086464 |  | 0.00088156
| 0.00070697 |  | 0.0020803 |  | 0 |  | 0.0013855 |  | 0.00084192 |  | 0 |  | 0.00088413 |  | 0.00086996
| 0.00079884 |  | 0.0017412 |  | 0 |  | 0.0015047 |  | 0.00082853 |  | 0 |  | 0.00082858 |  | 0.0008034
| 0.0011291 |  | 0.0017864 |  | 0 |  | 0.0013128 |  | 0.00083133 |  | 0 |  | 0.0005764 |  | 0.00060594
| 0.0013223 |  | 0.0018991 |  | 0 |  | 0.0013128 |  | 0.00086684 |  | 0 |  | 0.00067402 |  | 0.00061643
| 0.0011733 |  | 0.0017592 |  | 0 |  | 0.001481 |  | 0.00087066 |  | 0 |  | 0.00072166 |  | 0.00049983
| 0.0009957 |  | 0.0016069 |  | 0 |  | 0.0013857 |  | 0.00087735 |  | 0 |  | 0.00039526 |  | 0.00056026
| 0.00096588 |  | 0.0013444 |  | 0 |  | 0.0014096 |  | 0.00087094 |  | 0 |  | 0.00044987 |  | 0.00078352
| 0.00083479 |  | 0.0013729 |  | 0 |  | 0.0014334 |  | 0.00086744 |  | 0 |  | 0.00061591 |  | 0.00074478
| 0.00072269 |  | 0.0017413 |  | 0 |  | 0.0014574 |  | 0.00088511 |  | 0 |  | 0.00056609 |  | 0.00064713
| 0.00092188 |  | 0.0021426 |  | 0 |  | 0.0014097 |  | 0.00085422 |  | 0 |  | 0.00083439 |  | 0.00062864
| 0.0010138 |  | 0.0017536 |  | 0 |  | 0.0012666 |  | 0.00082271 |  | 0 |  | 0.0009846 |  | 0.0006757
| 0.0010269 |  | 0.0014022 |  | 0 |  | 0.0012666 |  | 0.00082867 |  | 0 |  | 0.00083344 |  | 0.00084666
| 0.00080034 |  | 0.0020227 |  | 0 |  | 0.0013383 |  | 0.00089913 |  | 0 |  | 0.00089621 |  | 0.00084104
| 0.00051885 |  | 0.0017744 |  | 0 |  | 0.001219 |  | 0.00090533 |  | 0 |  | 0.00086486 |  | 0.00064169
| 0.00075981 |  | 0.0015672 |  | 0 |  | 0.0011714 |  | 0.00081933 |  | 0 |  | 0.00071953 |  | 0.00059888
| 0.00097933 |  | 0.001774 |  | 0 |  | 0.0012907 |  | 0.00079861 |  | 0 |  | 0.00075924 |  | 0.00074883
| 0.00098534 |  | 0.0016584 |  | 0 |  | 0.0013384 |  | 0.00080029 |  | 0 |  | 0.00082185 |  | 0.00085077
| 0.00090303 |  | 0.0018285 |  | 0 |  | 0.0013623 |  | 0.00082889 |  | 0 |  | 0.00088481 |  | 0.00053434
| 0.00036486 |  | 0.0017403 |  | 0 |  | 0.0013147 |  | 0.0008787 |  | 0 |  | 0.0010496 |  | 0.00046493
| 0.00046388 |  | 0.0016772 |  | 0 |  | 0.0012908 |  | 0.00089609 |  | 0 |  | 0.00070697 |  | 0.00066252
| 0.00082559 |  | 0.0019442 |  | 0 |  | 0.0013863 |  | 0.00090383 |  | 0 |  | 0.00066276 |  | 0.00089279
| 0.00078267 |  | 0.0014802 |  | 0 |  | 0.0013625 |  | 0.00088376 |  | 0 |  | 0.00096504 |  | 0.0010006
| 0.00075646 |  | 0.0010462 |  | 0 |  | 0.0011705 |  | 0.00085152 |  | 0 |  | 0.00058385 |  | 0.0009247
| 0.00085552 |  | 0.0017426 |  | 0 |  | 0.0010751 |  | 0.00084634 |  | 0 |  | 0.00066158 |  | 0.00079632
| 0.00087342 |  | 0.0021852 |  | 0 |  | 0.0011717 |  | 0.00088031 |  | 0 |  | 0.0007337 |  | 0.00092526
| 0.00065035 |  | 0.0016501 |  | 0 |  | 0.0012911 |  | 0.00088201 |  | 0 |  | 0.00068268 |  | 0.0010272
| 0.00067779 |  | 0.001377 |  | 0 |  | 0.001315 |  | 0.00084851 |  | 0 |  | 0.00090369 |  | 0.00072429
| 0.00071959 |  | 0.0011414 |  | 0 |  | 0.0012196 |  | 0.00079298 |  | 0 |  | 0.00079645 |  | 0.00089968
| 0.00060503 |  | 0.001379 |  | 0 |  | 0.0011719 |  | 0.0008278 |  | 0 |  | 0.00060595 |  | 0.00093576
| 0.0006194 |  | 0.0017156 |  | 0 |  | 0.0011719 |  | 0.00090061 |  | 0 |  | 0.00060127 |  | 0.00068488
| 0.00048931 |  | 0.0013906 |  | 0 |  | 0.0011958 |  | 0.00087606 |  | 0 |  | 0.00090043 |  | 0.00069834
| 0.00088323 |  | 0.0013483 |  | 0 |  | 0.0011958 |  | 0.00083216 |  | 0 |  | 0.000792 |  | 0.00072931
| 0.0012616 |  | 0.0017768 |  | 0 |  | 0.0012436 |  | 0.00081923 |  | 0 |  | 0.00075598 |  | 0.00074002
| 0.00078658 |  | 0.0022745 |  | 0 |  | 0.0012198 |  | 0.0008674 |  | 0 |  | 0.00065099 |  | 0.00070076
| 0.00069109 |  | 0.0021739 |  | 0 |  | 0.001196 |  | 0.00086246 |  | 0 |  | 0.00045081 |  | 0.00081822
| 0.00088573 |  | 0.0018415 |  | 0 |  | 0.0012199 |  | 0.00084653 |  | 0 |  | 0.0008306 |  | 0.00095923
| 0.00094302 |  | 0.0017911 |  | 0 |  | 0.00122 |  | 0.00086402 |  | 0 |  | 0.00097372 |  | 0.0010032
| 0.00067808 |  | 0.0020139 |  | 0 |  | 0.0012438 |  | 0.00082105 |  | 0 |  | 0.00085157 |  | 0.00083475
| 0.00060048 |  | 0.0016643 |  | 0 |  | 0.0012438 |  | 0.0007999 |  | 0 |  | 0.00091203 |  | 0.00081419
| 0.00075332 |  | 0.0013469 |  | 0 |  | 0.0011962 |  | 0.00078047 |  | 0 |  | 0.00089113 |  | 0.0010023
| 0.00094672 |  | 0.0016698 |  | 0 |  | 0.0011962 |  | 0.00078068 |  | 0 |  | 0.00020936 |  | 0.0010023
| 0.00093247 |  | 0.0016599 |  | 0 |  | 0.0011962 |  | 0.00081595 |  | 0 |  | 0.00024538 |  | 0.0009953
| 0.00076293 |  | 0.0012138 |  | 0 |  | 0.0011485 |  | 0.00079952 |  | 0 |  | 0.00061324 |  | 0.00083747
| 0.00036805 |  | 0.0014185 |  | 0 |  | 0.0011247 |  | 0.0007897 |  | 0 |  | 0.000505 |  | 0.00078317
| 0.00026775 |  | 0.0022544 |  | 0 |  | 0.0011963 |  | 0.0008161 |  | 0 |  | 0.00040611 |  | 0.00088632
| 0.00047707 |  | 0.0021931 |  | 0 |  | 0.0012203 |  | 0.00082647 |  | 0 |  | 0.00057601 |  | 0.00063479
| 0.00067295 |  | 0.001702 |  | 0 |  | 0.0011726 |  | 0.00079616 |  | 0 |  | 0.00080408 |  | 0.00069501
| 0.00092431 |  | 0.0016103 |  | 0 |  | 0.0011726 |  | 0.00080539 |  | 0 |  | 0.00055038 |  | 0.00098471
| 0.00079175 |  | 0.0016684 |  | 0 |  | 0.0011726 |  | 0.00083001 |  | 0 |  | 0.00047826 |  | 0.00097587
| 0.00065564 |  | 0.0015515 |  | 0 |  | 0.001052 |  | 0.00080675 |  | 0 |  | 0.00052727 |  | 0.00073697
| 0.00069389 |  | 0.001363 |  | 0 |  | 0.00095536 |  | 0.0008291 |  | 0 |  | 0.00072961 |  | 0.00073777
| 0.0009519 |  | 0.0015464 |  | 0 |  | 0.00098044 |  | 0.00087187 |  | 0 |  | 0.001051 |  | 0.00075649
| 0.0010176 |  | 0.0015046 |  | 0 |  | 0.0010056 |  | 0.00086878 |  | 0 |  | 0.0009137 |  | 0.00065899
| 0.00084328 |  | 0.001491 |  | 0 |  | 0.00098052 |  | 0.00080207 |  | 0 |  | 0.00059129 |  | 0.00061202
| 0.00069517 |  | 0.0016814 |  | 0 |  | 0.00095544 |  | 0.00074228 |  | 0 |  | 0.00056568 |  | 0.00054039
| 0.00058172 |  | 0.0017433 |  | 0 |  | 0.0010523 |  | 0.00079699 |  | 0 |  | 0.00076355 |  | 0.00098216
| 0.00079796 |  | 0.0016985 |  | 0 |  | 0.0011968 |  | 0.00084112 |  | 0 |  | 0.00087758 |  | 0.0011454
| 0.00078963 |  | 0.0021968 |  | 0 |  | 0.0011001 |  | 0.00081167 |  | 0 |  | 0.00054744 |  | 0.00090831
| 0.00069048 |  | 0.0023373 |  | 0 |  | 0.00095556 |  | 0.00078379 |  | 0 |  | 0.00036107 |  | 0.00078172
| 0.00058938 |  | 0.0019143 |  | 0 |  | 0.0009556 |  | 0.00077959 |  | 0 |  | 0.00036909 |  | 0.00089769
| 0.00047469 |  | 0.0018635 |  | 0 |  | 0.00098077 |  | 0.00077305 |  | 0 |  | 0.00083363 |  | 0.0010523
| 0.00073716 |  | 0.0012239 |  | 0 |  | 0.00098073 |  | 0.00073566 |  | 0 |  | 0.0011712 |  | 0.00086288
| 0.00077662 |  | 0.0008794 |  | 0 |  | 0.00095572 |  | 0.00076976 |  | 0 |  | 0.00083127 |  | 0.00091827
| 0.00056303 |  | 0.0013875 |  | 0 |  | 0.00095572 |  | 0.00075653 |  | 0 |  | 0.0008499 |  | 0.00089187
| 0.00065742 |  | 0.0016489 |  | 0 |  | 0.0010286 |  | 0.00076568 |  | 0 |  | 0.0010141 |  | 0.00079661
| 0.00049643 |  | 0.0014615 |  | 0 |  | 0.0010287 |  | 0.00079944 |  | 0 |  | 0.00095493 |  | 0.0008084
| 0.00034111 |  | 0.0015387 |  | 0 |  | 0.0009558 |  | 0.00074157 |  | 0 |  | 0.00061938 |  | 0.00075169
| 0.00050549 |  | 0.0014636 |  | 0 |  | 0.00095584 |  | 0.0007693 |  | 0 |  | 0.00089437 |  | 0.0007026
| 0.00053299 |  | 0.0014457 |  | 0 |  | 0.00095588 |  | 0.00083629 |  | 0 |  | 0.00096512 |  | 0.00087095
| 0.0006346 |  | 0.0014497 |  | 0 |  | 0.00090812 |  | 0.00083606 |  | 0 |  | 0.00037036 |  | 0.00094939
| 0.00062743 |  | 0.00090531 |  | 0 |  | 0.00090812 |  | 0.00081837 |  | 0 |  | 0.00055902 |  | 0.00080856
| 0.00039035 |  | 0.00085316 |  | 0 |  | 0.00095596 |  | 0.00076906 |  | 0 |  | 0.00086875 |  | 0.00085881
| 0.00040351 |  | 0.0014719 |  | 0 |  | 0.000956 |  | 0.0007331 |  | 0 |  | 0.001116 |  | 0.00052425
| 0.00059165 |  | 0.0019398 |  | 0 |  | 0.00095604 |  | 0.00072768 |  | 0 |  | 0.0012007 |  | 0.00055285
| 0.00053908 |  | 0.0019389 |  | 0 |  | 0.0010767 |  | 0.00073128 |  | 0 |  | 0.00064865 |  | 0.0009318
| 0.00058211 |  | 0.0015298 |  | 0 |  | 0.0010768 |  | 0.00076398 |  | 0 |  | 0.00061271 |  | 0.0008238
| 0.00074709 |  | 0.0010385 |  | 0 |  | 0.0010768 |  | 0.00078808 |  | 0 |  | 0.00081074 |  | 0.00078575
| 0.00075792 |  | 0.0013724 |  | 0 |  | 0.0011258 |  | 0.00080117 |  | 0 |  | 0.00073386 |  | 0.00072859
| 0.00065269 |  | 0.0015756 |  | 0 |  | 0.0011259 |  | 0.00080353 |  | 0 |  | 0.00064067 |  | 0.0005993
| 0.00063481 |  | 0.0012653 |  | 0 |  | 0.0010052 |  | 0.00080565 |  | 0 |  | 0.00064882 |  | 0.00064794
| 0.00046866 |  | 0.0011296 |  | 0 |  | 0.00088449 |  | 0.00079573 |  | 0 |  | 0.001053 |  | 0.00069874
| 0.00047822 |  | 0.0011536 |  | 0 |  | 0.00088456 |  | 0.0007719 |  | 0 |  | 0.00098313 |  | 0.00080098
| 0.00045074 |  | 0.0011253 |  | 0 |  | 0.00090966 |  | 0.00080137 |  | 0 |  | 0.00099275 |  | 0.000675
| 0.00049022 |  | 0.00092647 |  | 0 |  | 0.00088579 |  | 0.00079113 |  | 0 |  | 0.00091208 |  | 0.00077865
| 0.00066003 |  | 0.0013653 |  | 0 |  | 0.00086069 |  | 0.00076354 |  | 0 |  | 0.00058491 |  | 0.00076353
| 0.00070788 |  | 0.0023385 |  | 0 |  | 0.0009564 |  | 0.00080083 |  | 0 |  | 0.00062685 |  | 0.00040075
| 0.00060146 |  | 0.0020883 |  | 0 |  | 0.0010054 |  | 0.00081874 |  | 0 |  | 0.00065698 |  | 0.00040372
| 0.00069237 |  | 0.0011279 |  | 0 |  | 0.00086199 |  | 0.00077227 |  | 0 |  | 0.00075155 |  | 0.00044868
| 0.00074741 |  | 0.0014639 |  | 0 |  | 0.00081297 |  | 0.00072077 |  | 0 |  | 0.00051396 |  | 0.00067744
| 0.00056566 |  | 0.0011684 |  | 0 |  | 0.00093257 |  | 0.00070979 |  | 0 |  | 0.00041363 |  | 0.00065632
| 0.0005597 |  | 0.0011416 |  | 0 |  | 0.00081304 |  | 0.00075267 |  | 0 |  | 0.00094261 |  | 0.00059517
| 0.00070441 |  | 0.0013499 |  | 0 |  | 0.00074133 |  | 0.00077422 |  | 0 |  | 0.0010455 |  | 0.00077663
| 0.00070086 |  | 0.0014282 |  | 0 |  | 0.00088601 |  | 0.0007509 |  | 0 |  | 0.00059772 |  | 0.00075917
| 0.00051193 |  | 0.0021269 |  | 0 |  | 0.00093392 |  | 0.0007576 |  | 0 |  | 0.000803 |  | 0.00063931
| 0.00036719 |  | 0.0014173 |  | 0 |  | 0.00093392 |  | 0.00077196 |  | 0 |  | 0.00082051 |  | 0.00060666
| 0.00067941 |  | 0.0013499 |  | 0 |  | 0.00088609 |  | 0.00078292 |  | 0 |  | 0.00045802 |  | 0.00087144
| 0.00090672 |  | 0.0016483 |  | 0 |  | 0.00086101 |  | 0.00075441 |  | 0 |  | 0.00074239 |  | 0.0010195
| 0.00045997 |  | 0.0017826 |  | 0 |  | 0.00083713 |  | 0.00072285 |  | 0 |  | 0.00097669 |  | 0.0010411
| 0.00049827 |  | 0.0019169 |  | 0 |  | 0.00074149 |  | 0.00071487 |  | 0 |  | 0.00096965 |  | 0.00098062
| 0.00048655 |  | 0.0018235 |  | 0 |  | 0.00074152 |  | 0.00077091 |  | 0 |  | 0.0005462 |  | 0.00084471
| 0.00030353 |  | 0.0019302 |  | 0 |  | 0.00078936 |  | 0.00083735 |  | 0 |  | 0.00044002 |  | 0.0010295
| 0.0004594 |  | 0.0018757 |  | 0 |  | 0.00064587 |  | 0.00079227 |  | 0 |  | 0.00070295 |  | 0.00088014
| 0.00050371 |  | 0.0013217 |  | 0 |  | 0.00069374 |  | 0.00072617 |  | 0 |  | 0.00068313 |  | 0.00054804
| 0.00056353 |  | 0.00091472 |  | 0 |  | 0.00083727 |  | 0.00069922 |  | 0 |  | 0.00082888 |  | 0.00066517
| 0.00056475 |  | 0.0012294 |  | 0 |  | 0.00074161 |  | 0.00069206 |  | 0 |  | 0.00097806 |  | 0.00073522
| 0.00065691 |  | 0.0016243 |  | 0 |  | 0.00074164 |  | 0.00073497 |  | 0 |  | 0.00094896 |  | 0.00072244
| 0.000554 |  | 0.0019968 |  | 0 |  | 0.00081342 |  | 0.00078239 |  | 0 |  | 0.00078222 |  | 0.00081054
| 0.00021106 |  | 0.0015512 |  | 0 |  | 0.00081348 |  | 0.0007467 |  | 0 |  | 0.00091189 |  | 0.00081113
| 0.0003032 |  | 0.0015101 |  | 0 |  | 0.00093431 |  | 0.00067115 |  | 0 |  | 0.001034 |  | 0.00077946
| 0.00049304 |  | 0.0019863 |  | 0 |  | 0.00093431 |  | 0.0007199 |  | 0 |  | 0.00084659 |  | 0.00075097
| 0.00048947 |  | 0.002033 |  | 0 |  | 0.00083748 |  | 0.00076483 |  | 0 |  | 0.00052589 |  | 0.00070062
| 0.00050144 |  | 0.0014707 |  | 0 |  | 0.00074177 |  | 0.00071279 |  | 0 |  | 0.0008114 |  | 0.00072694
| 0.00044523 |  | 0.0012559 |  | 0 |  | 0.00064608 |  | 0.00070268 |  | 0 |  | 0.0010145 |  | 0.00073067
| 0.0005338 |  | 0.0010573 |  | 0 |  | 0.00062215 |  | 0.0007424 |  | 0 |  | 0.00057037 |  | 0.00061762
| 0.00068463 |  | 0.00087728 |  | 0 |  | 0.000694 |  | 0.00075445 |  | 0 |  | 0.00057953 |  | 0.00074195
| 0.00059967 |  | 0.0019601 |  | 0 |  | 0.00088545 |  | 0.0006909 |  | 0 |  | 0.00071249 |  | 0.00093308
| 0.00042492 |  | 0.0022566 |  | 0 |  | 0.00086152 |  | 0.0007097 |  | 0 |  | 0.00039891 |  | 0.00089588
| 0.00039024 |  | 0.0018732 |  | 0 |  | 0.00081372 |  | 0.00072279 |  | 0 |  | 0.00052356 |  | 0.00095798
| 0.00045727 |  | 0.0014994 |  | 0 |  | 0.00074192 |  | 0.00072266 |  | 0 |  | 0.00086314 |  | 0.0010147
| 0.00038737 |  | 0.0013235 |  | 0 |  | 0.00071802 |  | 0.00075396 |  | 0 |  | 0.00071381 |  | 0.00099295
| 0.00039337 |  | 0.001507 |  | 0 |  | 0.00071802 |  | 0.00075131 |  | 0 |  | 0.00097278 |  | 0.0007429
| 0.00033374 |  | 0.0014217 |  | 0 |  | 0.0005984 |  | 0.00071525 |  | 0 |  | 0.00079956 |  | 0.00048428
| 0.00041755 |  | 0.0013291 |  | 0 |  | 0.00062234 |  | 0.00070167 |  | 0 |  | 0.00038664 |  | 0.00048703
| 0.00064532 |  | 0.0018706 |  | 0 |  | 0.00074202 |  | 0.00071874 |  | 0 |  | 0.00070567 |  | 0.00065369
| 0.00070042 |  | 0.0021087 |  | 0 |  | 0.00076602 |  | 0.00070795 |  | 0 |  | 0.00069051 |  | 0.00071427
| 0.00040474 |  | 0.0011726 |  | 0 |  | 0.00076602 |  | 0.00072986 |  | 0 |  | 0.00046783 |  | 0.00041596
| 0.00016528 |  | 0.0011797 |  | 0 |  | 0.00069423 |  | 0.00070764 |  | 0 |  | 0.00073716 |  | 0.00052014
| 0.00025401 |  | 0.0018181 |  | 0 |  | 0.00059847 |  | 0.00072129 |  | 0 |  | 0.00067299 |  | 0.00081318
| 0.00024685 |  | 0.0014451 |  | 0 |  | 0.00071823 |  | 0.00076439 |  | 0 |  | 0.0005878 |  | 0.00080297
| 0.00032213 |  | 0.0011547 |  | 0 |  | 0.00069429 |  | 0.00071123 |  | 0 |  | 0.0005775 |  | 0.00061841
| 0.00041914 |  | 0.00093158 |  | 0 |  | 0.00062247 |  | 0.00071505 |  | 0 |  | 0.000623 |  | 0.00075446
| 0.00061674 |  | 0.00087405 |  | 0 |  | 0.000838 |  | 0.00072725 |  | 0 |  | 0.00082836 |  | 0.00097539
| 0.00062877 |  | 0.001144 |  | 0 |  | 0.000838 |  | 0.00066696 |  | 0 |  | 0.00074451 |  | 0.00074095
| 0.00034603 |  | 0.0014417 |  | 0 |  | 0.00064649 |  | 0.00065853 |  | 0 |  | 0.00060902 |  | 0.00067874
| 0.00046581 |  | 0.0014485 |  | 0 |  | 0.00067043 |  | 0.00071566 |  | 0 |  | 0.00074455 |  | 0.00074114
| 0.00053815 |  | 0.00097948 |  | 0 |  | 0.00079019 |  | 0.00071642 |  | 0 |  | 0.00077469 |  | 0.00067002
| 0.0004088 |  | 0.0010235 |  | 0 |  | 0.00079022 |  | 0.0007068 |  | 0 |  | 0.00079823 |  | 0.00086405
| 0.00048992 |  | 0.0011735 |  | 0 |  | 0.00069446 |  | 0.00073501 |  | 0 |  | 0.0008332 |  | 0.0010054
| 0.00014793 |  | 0.0012417 |  | 0 |  | 0.00052683 |  | 0.0006923 |  | 0 |  | 0.00059517 |  | 0.00064878
| 3.5709e-05 |  | 0.0011507 |  | 0 |  | 0.00047898 |  | 0.00070807 |  | 0 |  | 0.00056483 |  | 0.00036737
| 0.00020522 |  | 0.0012981 |  | 0 |  | 0.0005508 |  | 0.00075722 |  | 0 |  | 0.00083695 |  | 0.00054978
| 0.00017394 |  | 0.0020103 |  | 0 |  | 0.00050295 |  | 0.0007243 |  | 0 |  | 0.00084724 |  | 0.00066384
| 0.00047347 |  | 0.0023331 |  | 0 |  | 0.00055085 |  | 0.0007029 |  | 0 |  | 0.00042362 |  | 0.00064103
| 0.00065294 |  | 0.0018371 |  | 0 |  | 0.00071853 |  | 0.00071619 |  | 0 |  | 0.00069921 |  | 0.00068393
| 0.00073324 |  | 0.0013182 |  | 0 |  | 0.00071853 |  | 0.00073905 |  | 0 |  | 0.00089765 |  | 0.000926
| 0.00060275 |  | 0.0011227 |  | 0 |  | 0.00071859 |  | 0.0007105 |  | 0 |  | 0.0008568 |  | 0.0011432
| 0.00045178 |  | 0.0014773 |  | 0 |  | 0.00071859 |  | 0.00070803 |  | 0 |  | 0.00075641 |  | 0.0011613
| 0.00054161 |  | 0.0015095 |  | 0 |  | 0.00064676 |  | 0.00073135 |  | 0 |  | 0.0007319 |  | 0.00074502
| 0.00069139 |  | 0.00098249 |  | 0 |  | 0.00059885 |  | 0.00077689 |  | 0 |  | 0.00072136 |  | 0.00049652
| 0.00042672 |  | 0.00073916 |  | 0 |  | 0.00057492 |  | 0.00074804 |  | 0 |  | 0.0004319 |  | 0.00088365
| 0.00011637 |  | 0.00094299 |  | 0 |  | 0.00062286 |  | 0.00065804 |  | 0 |  | 0.00028139 |  | 0.00077486
| 0.00030161 |  | 0.0017014 |  | 0 |  | 0.00067077 |  | 0.00066308 |  | 0 |  | 0.00021471 |  | 0.00061748
| 0.00041427 |  | 0.0022128 |  | 0 |  | 0.00062291 |  | 0.00076592 |  | 0 |  | 0.00041092 |  | 0.00046578
| 0.00050816 |  | 0.0018815 |  | 0 |  | 0.00059895 |  | 0.00077152 |  | 0 |  | 0.00071343 |  | 0.00019418
| 0.00064479 |  | 0.0016577 |  | 0 |  | 0.00064687 |  | 0.00068482 |  | 0 |  | 0.00064919 |  | 0.00044723
| 0.00067476 |  | 0.0012417 |  | 0 |  | 0.00069481 |  | 0.00070471 |  | 0 |  | 0.00042034 |  | 0.0007826
| 0.00058252 |  | 0.0010122 |  | 0 |  | 0.000599 |  | 0.00073352 |  | 0 |  | 0.00058146 |  | 0.0011206
| 0.00056814 |  | 0.0011433 |  | 0 |  | 0.00050318 |  | 0.00071821 |  | 0 |  | 0.00088504 |  | 0.0012117
| 0.00056217 |  | 0.00083644 |  | 0 |  | 0.00059905 |  | 0.00073143 |  | 0 |  | 0.0007963 |  | 0.00092633
| 0.00033483 |  | 0.0009313 |  | 0 |  | 0.00074282 |  | 0.00074223 |  | 0 |  | 0.00042064 |  | 0.00071275
| 0.00022336 |  | 0.001242 |  | 0 |  | 0.00074285 |  | 0.00068919 |  | 0 |  | 0.00082452 |  | 0.00072785
| 0.0003872 |  | 0.0016232 |  | 0 |  | 0.00071889 |  | 0.00066729 |  | 0 |  | 0.0010675 |  | 0.00087924
| 0.00040999 |  | 0.0014372 |  | 0 |  | 0.00071892 |  | 0.0006768 |  | 0 |  | 0.00052088 |  | 0.0008624
| 1.3187e-05 |  | 0.0007217 |  | 0 |  | 0.00079084 |  | 0.00067362 |  | 0 |  | 0.00042979 |  | 0.00070548
| 2.2779e-05 |  | 0.00073963 |  | 0 |  | 0.00079088 |  | 0.00061787 |  | 0 |  | 0.00056295 |  | 0.00054722
| 0.00027412 |  | 0.0008454 |  | 0 |  | 0.00071898 |  | 0.00063311 |  | 0 |  | 0.00087943 |  | 0.00079818
| 0.00013504 |  | 0.0015497 |  | 0 |  | 0.00067108 |  | 0.00074607 |  | 0 |  | 0.00082571 |  | 0.00082281
| 0.0001653 |  | 0.0019482 |  | 0 |  | 0.00055126 |  | 0.0007684 |  | 0 |  | 0.00057008 |  | 0.00083898
| 0.00044468 |  | 0.0012922 |  | 0 |  | 0.0005992 |  | 0.00069783 |  | 0 |  | 0.00072877 |  | 0.0010383
| 0.00025781 |  | 0.00127 |  | 0 |  | 0.00071907 |  | 0.00070713 |  | 0 |  | 0.00097899 |  | 0.0011691
| -4.7563e-05 |  | 0.0011044 |  | 0 |  | 0.00067116 |  | 0.00073544 |  | 0 |  | 0.00095325 |  | 0.0013495
| 4.4273e-05 |  | 0.0012708 |  | 0 |  | 0.00064722 |  | 0.00073504 |  | 0 |  | 0.00032831 |  | 0.0010119
| 0.00032448 |  | 0.0015635 |  | 0 |  | 0.0005753 |  | 0.00073386 |  | 0 |  | 0.00043695 |  | 0.00083583
| 0.00054566 |  | 0.0011304 |  | 0 |  | 0.00055136 |  | 0.00067699 |  | 0 |  | 0.00085049 |  | 0.00056016
| 0.00026714 |  | 0.0011898 |  | 0 |  | 0.0005993 |  | 0.00073054 |  | 0 |  | 0.00049298 |  | 0.00091522
| 0.0003295 |  | 0.0013055 |  | 0 |  | 0.00064727 |  | 0.0007159 |  | 0 |  | 0.00041822 |  | 0.0012747
| 0.00079637 |  | 0.00093642 |  | 0 |  | 0.00071922 |  | 0.00068603 |  | 0 |  | 0.00055854 |  | 0.00087693
| 0.00065908 |  | 0.0012475 |  | 0 |  | 0.0006713 |  | 0.00068924 |  | 0 |  | 0.00043576 |  | 0.0010252
| 0.00034485 |  | 0.0013364 |  | 0 |  | 0.0005754 |  | 0.00069943 |  | 0 |  | 0.00050713 |  | 0.0008804
| 0.00023065 |  | 0.0013303 |  | 0 |  | 0.0006953 |  | 0.00075671 |  | 0 |  | 0.00065319 |  | 0.0008438
| 0.00023185 |  | 0.0016376 |  | 0 |  | 0.00074329 |  | 0.00079003 |  | 0 |  | 0.0006614 |  | 0.00093845
| 0.00012115 |  | 0.0011254 |  | 0 |  | 0.00067136 |  | 0.00078893 |  | 0 |  | 0.00049916 |  | 0.00061352
| 0.00022552 |  | 0.0010698 |  | 0 |  | 0.00059945 |  | 0.0007671 |  | 0 |  | 0.00052255 |  | 0.00072195
| 0.00035111 |  | 0.0013851 |  | 0 |  | 0.00059948 |  | 0.00071819 |  | 0 |  | 0.00051538 |  | 0.00081576
| 0.00025514 |  | 0.0010366 |  | 0 |  | 0.00076736 |  | 0.00072039 |  | 0 |  | 0.00057965 |  | 0.00079582
| 0.00029539 |  | 0.00066928 |  | 0 |  | 0.00076736 |  | 0.0007366 |  | 0 |  | 0.00099586 |  | 0.00081548
| 2.9152e-05 |  | 0.0012768 |  | 0 |  | 0.00069545 |  | 0.00069067 |  | 0 |  | 0.0012152 |  | 0.00073349
| -8.0117e-05 |  | 0.0012611 |  | 0 |  | 0.00071943 |  | 0.00075144 |  | 0 |  | 0.00093274 |  | 0.00066685
| -7.3365e-06 |  | 0.0014045 |  | 0 |  | 0.00062353 |  | 0.00079391 |  | 0 |  | 0.00045583 |  | 0.00078866
| 5.4017e-05 |  | 0.0017503 |  | 0 |  | 0.00057559 |  | 0.00073293 |  | 0 |  | 0.00022919 |  | 0.00076493
| 0.00033509 |  | 0.0014119 |  | 0 |  | 0.00064757 |  | 0.00072543 |  | 0 |  | 0.00039167 |  | 0.00050452
| 8.6396e-05 |  | 0.0014148 |  | 0 |  | 0.0007435 |  | 0.00075562 |  | 0 |  | 0.00029977 |  | 0.00051725
| -1.5599e-05 |  | 0.0011584 |  | 0 |  | 0.0007915 |  | 0.00076132 |  | 0 |  | 0.00042953 |  | 0.0006306
| 0.00030971 |  | 0.0013486 |  | 0 |  | 0.00079154 |  | 0.00074686 |  | 0 |  | 0.00056019 |  | 0.00071665
| 0.00027611 |  | 0.0012453 |  | 0 |  | 0.00076755 |  | 0.00074511 |  | 0 |  | 0.00056475 |  | 0.00066251
| 0.00018065 |  | 0.0011488 |  | 0 |  | 0.00069562 |  | 0.00071587 |  | 0 |  | 0.00046496 |  | 0.00079271
| 5.5961e-05 |  | 0.0011835 |  | 0 |  | 0.0005997 |  | 0.00073048 |  | 0 |  | 4.7982e-07 |  | 0.00074034
| 0.00027616 |  | 0.0009023 |  | 0 |  | 0.00047976 |  | 0.00074221 |  | 0 |  | 0.00022646 |  | 0.0004684
| 0.00052089 |  | 0.001433 |  | 0 |  | 0.00059973 |  | 0.00071228 |  | 0 |  | 0.0006031 |  | 0.00052946
| 0.00014163 |  | 0.0018445 |  | 0 |  | 0.0007197 |  | 0.00072307 |  | 0 |  | 0.00072272 |  | 0.00087831
| 3.4809e-05 |  | 0.0017228 |  | 0 |  | 0.00057576 |  | 0.00072435 |  | 0 |  | 0.00085578 |  | 0.001063
| -6.4819e-05 |  | 0.00075754 |  | 0 |  | 0.00057578 |  | 0.00074871 |  | 0 |  | 0.00072838 |  | 0.00051034
| -7.2024e-05 |  | 0.00088693 |  | 0 |  | 0.00062379 |  | 0.00079102 |  | 0 |  | 0.00039761 |  | 0.00046898
| 0.00034692 |  | 0.0015333 |  | 0 |  | 0.00055184 |  | 0.00080533 |  | 0 |  | 0.0005752 |  | 0.00076239
| 0.00024654 |  | 0.0010556 |  | 0 |  | 0.00052785 |  | 0.00080604 |  | 0 |  | 0.00081511 |  | 0.00082405
| -0.00026606 |  | 0.0010531 |  | 0 |  | 0.00059985 |  | 0.00076284 |  | 0 |  | 0.00048998 |  | 0.0010124
| -0.00019089 |  | 0.0017266 |  | 0 |  | 0.00069583 |  | 0.00075485 |  | 0 |  | 0.00061058 |  | 0.00089
| 0.00016701 |  | 0.0019685 |  | 0 |  | 0.00079184 |  | 0.00076748 |  | 0 |  | 0.00061048 |  | 0.0007353
| 0.00015981 |  | 0.0019561 |  | 0 |  | 0.00071988 |  | 0.00073426 |  | 0 |  | 0.00043972 |  | 0.00056614
| 8.1431e-05 |  | 0.0017867 |  | 0 |  | 0.00069591 |  | 0.00069936 |  | 0 |  | 0.0005077 |  | 0.00037
| 0.00060854 |  | 0.0011749 |  | 0 |  | 0.00088789 |  | 0.00071837 |  | 0 |  | 0.00032747 |  | 0.00043907
| 0.00063072 |  | 0.0016259 |  | 0 |  | 0.0010091 |  | 0.00077126 |  | 0 |  | 0.00036128 |  | 0.00099751
| 0.00021289 |  | 0.0018985 |  | 0 |  | 0.00069714 |  | 0.00080968 |  | 0 |  | 0.00054944 |  | 0.0013037
| -1.3209e-05 |  | 0.0014289 |  | 0 |  | 0.000552 |  | 0.00078177 |  | 0 |  | 0.00077788 |  | 0.00083235
| -0.00036682 |  | 0.0015843 |  | 0 |  | 0.000576 |  | 0.00075703 |  | 0 |  | 0.00098142 |  | 0.00056105
| 0.0002252 |  | 0.0019179 |  | 0 |  | 0.000624 |  | 0.00077647 |  | 0 |  | 0.00069933 |  | 0.00079799
| 0.00034242 |  | 0.0019223 |  | 0 |  | 0.00067203 |  | 0.0007823 |  | 0 |  | 0.00048426 |  | 0.00084818
| -0.00021961 |  | 0.0012732 |  | 0 |  | 0.00036003 |  | 0.00072694 |  | 0 |  | 0.00062715 |  | 0.00077384
| -0.00010329 |  | 0.00089652 |  | 0 |  | 0.00060007 |  | 0.00073585 |  | 0 |  | 0.00074981 |  | 0.00081268
| 4.0836e-05 |  | 0.00053999 |  | 0 |  | 0.00067208 |  | 0.00080604 |  | 0 |  | 0.00092761 |  | 0.00075476
| 9.6084e-05 |  | 0.00087905 |  | 0 |  | 0.00064811 |  | 0.00073885 |  | 0 |  | 0.00081669 |  | 0.00076526
| 1.081e-05 |  | 0.0020653 |  | 0 |  | 0.00079216 |  | 0.00073009 |  | 0 |  | 0.00080592 |  | 0.00076155
| -0.00010094 |  | 0.001354 |  | 0 |  | 0.00067214 |  | 0.00078901 |  | 0 |  | 0.0011595 |  | 0.00078269
| -0.00013577 |  | 0.00062247 |  | 0 |  | 0.00050413 |  | 0.00079777 |  | 0 |  | 0.0011303 |  | 0.00078397
| 9.61e-06 |  | 0.0013199 |  | 0 |  | 0.00060018 |  | 0.00080939 |  | 0 |  | 0.00047972 |  | 0.0006078
| 0.00012493 |  | 0.0014992 |  | 0 |  | 0.00064819 |  | 0.00078223 |  | 0 |  | 0.00057566 |  | 0.00083864
| -7.1603e-05 |  | 0.0011961 |  | 0 |  | 0.00067222 |  | 0.00069853 |  | 0 |  | 0.00079095 |  | 0.0010973
| 0.00027558 |  | 0.0017062 |  | 0 |  | 0.00086432 |  | 0.00070483 |  | 0 |  | 0.00089626 |  | 0.00072793
| 0.00061992 |  | 0.0016772 |  | 0 |  | 0.0007923 |  | 0.00073953 |  | 0 |  | 0.0013681 |  | 0.0006
| 0.00036317 |  | 0.0013485 |  | 0 |  | 0.00067228 |  | 0.00073265 |  | 0 |  | 0.0011338 |  | 0.00079573
| 0.0001301 |  | 0.0018297 |  | 0 |  | 0.00072033 |  | 0.00077382 |  | 0 |  | 0.00097954 |  | 0.00065239
| -2.8836e-05 |  | 0.0022115 |  | 0 |  | 0.00072036 |  | 0.00078038 |  | 0 |  | 0.00085531 |  | 0.0006212
| -0.00015643 |  | 0.0018445 |  | 0 |  | 0.00064832 |  | 0.00075151 |  | 0 |  | 0.00060273 |  | 0.00083043
| -0.00013841 |  | 0.001527 |  | 0 |  | 0.00050425 |  | 0.00078761 |  | 0 |  | 0.00071742 |  | 0.00088496
| -0.00018294 |  | 0.0015224 |  | 0 |  | 0.00045627 |  | 0.00078663 |  | 0 |  | 0.00064954 |  | 0.00097126
| -8.3342e-06 |  | 0.0018161 |  | 0 |  | 0.00055232 |  | 0.00076093 |  | 0 |  | 0.00064503 |  | 0.0010574
| 0.00043779 |  | 0.0010466 |  | 0 |  | 0.00057634 |  | 0.00077407 |  | 0 |  | 0.00093043 |  | 0.0010212
| 0.00025116 |  | 0.00064667 |  | 0 |  | 0.00055237 |  | 0.00069656 |  | 0 |  | 0.0004342 |  | 0.0008254
| -0.00038097 |  | 0.0010938 |  | 0 |  | 0.00052835 |  | 0.00038462 |  | 0 |  | -1.873e-05 |  | 0.0005478
| 0.00011898 |  | 0.00090621 |  | 0 |  | 0.00050436 |  | 0.00072581 |  | 0 |  | 0.00055475 |  | 0.00088847
| -7.6918e-05 |  | 0.00031823 |  | 0 |  | 0.00048034 |  | 0.00074143 |  | 0 |  | 0.00080544 |  | 0.00061323
| -0.00020672 |  | 0.0015443 |  | 0 |  | 0.00064849 |  | 0.00074157 |  | 0 |  | 0.0011414 |  | 0.00076203
| -2.6442e-05 |  | 0.0012841 |  | 0 |  | 0.00069655 |  | 0.00078373 |  | 0 |  | 0.0011472 |  | 0.0010674
| 0.00023678 |  | 0.0011926 |  | 0 |  | 0.00043234 |  | 0.00085447 |  | 0 |  | 0.0010957 |  | 0.0010745
| -0.00018511 |  | 0.0015027 |  | 0 |  | 0.00050442 |  | 0.00087084 |  | 0 |  | 0.00079721 |  | 0.0010468
| -0.00013583 |  | 0.0013911 |  | 0 |  | 0.00067259 |  | 0.00077112 |  | 0 |  | 0.00074922 |  | 0.00082475
| 0.00042997 |  | 0.0012649 |  | 0 |  | 0.00064857 |  | 0.00071442 |  | 0 |  | 0.0010621 |  | 0.00075253
| -2.9241e-05 |  | 0.00084082 |  | 0 |  | 0.00060055 |  | 0.00079132 |  | 0 |  | 0.00089906 |  | 0.00075647
| -0.00010942 |  | 0.0014224 |  | 0 |  | 0.00060057 |  | 0.00077869 |  | 0 |  | 0.0007014 |  | 0.0010213
| -2.4478e-05 |  | 0.0013796 |  | 0 |  | 0.00057655 |  | 0.00074013 |  | 0 |  | 0.00071431 |  | 0.0014264
| -0.0003118 |  | 0.0012043 |  | 0 |  | 0.00052853 |  | 0.00076525 |  | 0 |  | 0.00071896 |  | 0.0010095
| -0.00012865 |  | 0.0016908 |  | 0 |  | 0.00052855 |  | 0.0007761 |  | 0 |  | 0.00078688 |  | 0.00067026
| 0.0001599 |  | 0.0017006 |  | 0 |  | 0.0004805 |  | 0.00075134 |  | 0 |  | 0.0003103 |  | 0.00078269
| 8.6569e-05 |  | 0.0016363 |  | 0 |  | 0.00057662 |  | 0.00077166 |  | 0 |  | 0.00024941 |  | 0.00098126
| 0.00010102 |  | 0.0014049 |  | 0 |  | 0.00079289 |  | 0.00080046 |  | 0 |  | 0.0010738 |  | 0.00058374
| 0.00042566 |  | 0.001351 |  | 0 |  | 0.00079289 |  | 0.0007872 |  | 0 |  | 0.00099088 |  | 0.00019254
| 0.00056513 |  | 0.001576 |  | 0 |  | 0.00057667 |  | 0.00078557 |  | 0 |  | 0.00053395 |  | 0.0003153
| 0.00056393 |  | 0.00089775 |  | 0 |  | 0.00050461 |  | 0.00079045 |  | 0 |  | 0.00050247 |  | 0.00058193
| 0.00041728 |  | 0.0010125 |  | 0 |  | 0.00052864 |  | 0.00079809 |  | 0 |  | 0.00044732 |  | 0.00064427
| 0.00024051 |  | 0.001881 |  | 0 |  | 0.00052866 |  | 0.00076466 |  | 0 |  | 0.00076471 |  | 0.00062376
| 0.00062415 |  | 0.0020152 |  | 0 |  | 0.00057674 |  | 0.00075832 |  | 0 |  | 0.0009124 |  | 0.00088421
| 0.00049429 |  | 0.0014469 |  | 0 |  | 0.00062481 |  | 0.00081941 |  | 0 |  | 0.00054231 |  | 0.00076645
| -0.00026699 |  | 0.0015799 |  | 0 |  | 0.00079426 |  | 0.00081834 |  | 0 |  | 0.00062193 |  | 0.00056642
| -0.0004995 |  | 0.00098257 |  | 0 |  | 0.00096252 |  | 0.00073894 |  | 0 |  | 0.00081987 |  | 0.00092096
| -0.00032149 |  | 0.0008656 |  | 0 |  | 0.00079309 |  | 0.00068053 |  | 0 |  | 0.00029054 |  | 0.0011468
| -6.9762e-05 |  | 0.00123 |  | 0 |  | 0.00057682 |  | 0.00072988 |  | 0 |  | 9.1361e-05 |  | 0.00089821
| -6.3748e-05 |  | 0.0016516 |  | 0 |  | 0.00062491 |  | 0.00073036 |  | 0 |  | 0.00012887 |  | 0.0010441
| -0.00032484 |  | 0.0017064 |  | 0 |  | 0.00072105 |  | 0.00075738 |  | 0 |  | 0.00055651 |  | 0.00098059
| -0.00013961 |  | 0.0015472 |  | 0 |  | 0.0006009 |  | 0.00085771 |  | 0 |  | 0.00078398 |  | 0.00095447
| -0.00087575 |  | 0.002499 |  | 0 |  | 0.0006009 |  | 0.00087424 |  | 0 |  | 0.00024058 |  | 0.00079416
| -0.00071071 |  | 0.0019933 |  | 0 |  | 0.00062496 |  | 0.00082408 |  | 0 |  | 6.2111e-05 |  | 0.00033449
| 0.00029981 |  | 0.0021842 |  | 0 |  | 0.0005048 |  | 0.00080501 |  | 0 |  | 0.00041707 |  | 0.00016595
| -0.00012993 |  | 0.0020334 |  | 0 |  | 0.0005529 |  | 0.00083923 |  | 0 |  | 0.00073459 |  | 0.00042629
| -0.00029077 |  | 0.00081453 |  | 0 |  | 0.00062501 |  | 0.00082446 |  | 0 |  | 0.00093162 |  | 0.00097001
| -2.3686e-05 |  | 0.0010121 |  | 0 |  | 0.0004808 |  | 0.00078033 |  | 0 |  | 0.001038 |  | 0.0010998
| 3.3688e-05 |  | 0.0016404 |  | 0 |  | 0.0003606 |  | 0.00073758 |  | 0 |  | 0.00083439 |  | 0.00099179
| 8.7149e-05 |  | 0.002214 |  | 0 |  | 0.00050486 |  | 0.00074216 |  | 0 |  | 0.00084608 |  | 0.00083957
| -0.00018069 |  | 0.0018712 |  | 0 |  | 0.00067318 |  | 0.00079983 |  | 0 |  | 0.00082481 |  | 0.00088054
| 2.2146e-05 |  | 0.0018431 |  | 0 |  | 0.00057701 |  | 0.00078786 |  | 0 |  | 0.00068319 |  | 0.00077619
| 0.00034775 |  | 0.0019785 |  | 0 |  | 0.00055299 |  | 0.00078165 |  | 0 |  | 0.00069629 |  | 0.00054512
| -2.888e-05 |  | 0.0016284 |  | 0 |  | 0.00062514 |  | 0.00077315 |  | 0 |  | 0.00092928 |  | 0.0010111
| -0.00067872 |  | 0.0012576 |  | 0 |  | 0.00076941 |  | 0.00072987 |  | 0 |  | 0.0010676 |  | 0.00089458
| -0.00043296 |  | 0.0013062 |  | 0 |  | 0.00088966 |  | 0.00075375 |  | 0 |  | 0.00039374 |  | 0.00033868
| 0.00018681 |  | 0.0014495 |  | 0 |  | 0.00079352 |  | 0.00074904 |  | 0 |  | 0.00017349 |  | 0.00057508
| -0.00017571 |  | 0.0012945 |  | 0 |  | 0.0006252 |  | 0.00074547 |  | 0 |  | 0.00058844 |  | 0.00051996
| 0.00014804 |  | 0.002053 |  | 0 |  | 0.00050499 |  | 0.00073889 |  | 0 |  | 0.00061053 |  | 0.00047979
| -0.00020099 |  | 0.0022079 |  | 0 |  | 0.00050501 |  | 0.00075796 |  | 0 |  | 0.00089204 |  | 0.00058073
| -0.00074895 |  | 0.0017762 |  | 0 |  | 0.00050501 |  | 0.00081631 |  | 0 |  | 0.0015039 |  | 0.00056786
| -0.00036017 |  | 0.0016762 |  | 0 |  | 0.00048098 |  | 0.00077707 |  | 0 |  | 0.00094714 |  | 0.00061911
| -6.5e-05 |  | 0.0016656 |  | 0 |  | 0.0005772 |  | 0.00077803 |  | 0 |  | 0.00019815 |  | 0.00084329
| 0.00018942 |  | 0.0020887 |  | 0 |  | 0.00060125 |  | 0.00083655 |  | 0 |  | 0.00058959 |  | 0.0011582
| 5.4613e-05 |  | 0.0014278 |  | 0 |  | 0.00062533 |  | 0.00088026 |  | 0 |  | 0.00084398 |  | 0.00090436
| 2.889e-05 |  | 0.0011497 |  | 0 |  | 0.00069748 |  | 0.00089558 |  | 0 |  | 0.0011514 |  | 0.00098567
| -0.00010711 |  | 0.0020035 |  | 0 |  | 0.0006494 |  | 0.00088993 |  | 0 |  | 0.001088 |  | 0.00095028
| 0.000112 |  | 0.0019141 |  | 0 |  | 0.00055322 |  | 0.00089647 |  | 0 |  | 0.00077834 |  | 0.00087636
| 0.00044063 |  | 0.0011524 |  | 0 |  | 0.00060132 |  | 0.00080978 |  | 0 |  | 0.00050769 |  | 0.00097253
| -5.418e-05 |  | 0.00077469 |  | 0 |  | 0.00062543 |  | 0.00074948 |  | 0 |  | 0.00023698 |  | 0.0010535
| -0.00077775 |  | 0.0010356 |  | 0 |  | 0.00060135 |  | 0.00089012 |  | 0 |  | 0.00052191 |  | 0.0010562
| -7.8263e-05 |  | 0.00091146 |  | 0 |  | 0.0006014 |  | 0.00089612 |  | 0 |  | 0.00057406 |  | 0.00061732
| 0.00066825 |  | 0.0017501 |  | 0 |  | 0.0006014 |  | 0.00073413 |  | 0 |  | 0.00032183 |  | 0.00070496
| -0.00013968 |  | 0.0022135 |  | 0 |  | 0.00062546 |  | 0.00074921 |  | 0 |  | 0.00036521 |  | 0.00064686
| -0.00022156 |  | 0.0019217 |  | 0 |  | 0.00072171 |  | 0.00084152 |  | 0 |  | 0.00044741 |  | 0.0004041
| -0.00010236 |  | 0.002242 |  | 0 |  | 0.00067362 |  | 0.00080773 |  | 0 |  | 0.00066732 |  | 0.00050861
| -0.00032654 |  | 0.0019109 |  | 0 |  | 0.000409 |  | 0.00082307 |  | 0 |  | 0.00090986 |  | 0.00078686
| -7.5561e-05 |  | 0.0017647 |  | 0 |  | 0.000409 |  | 0.00085811 |  | 0 |  | 0.00079161 |  | 0.0013027
| 0.00015466 |  | 0.0017337 |  | 0 |  | 0.0006015 |  | 0.00081613 |  | 0 |  | 0.00072596 |  | 0.001242
| 0.0001132 |  | 0.0016521 |  | 0 |  | 0.00057744 |  | 0.00079485 |  | 0 |  | 0.0012326 |  | 0.00076347
| 4.095e-05 |  | 0.001665 |  | 0 |  | 0.00055343 |  | 0.00081017 |  | 0 |  | 0.0010063 |  | 0.00035203
| -0.00041431 |  | 0.0018621 |  | 0 |  | 0.00057746 |  | 0.00083983 |  | 0 |  | 0.00016775 |  | 0.00049872
| -0.00032278 |  | 0.0015568 |  | 0 |  | 0.00060158 |  | 0.00086983 |  | 0 |  | 0.00048788 |  | 0.00094975
| 0.00015659 |  | 0.0016054 |  | 0 |  | 0.00062564 |  | 0.00084644 |  | 0 |  | 0.00080471 |  | 0.00074811
| 8.9133e-05 |  | 0.0023193 |  | 0 |  | 0.0006497 |  | 0.00083684 |  | 0 |  | 0.00095583 |  | 0.0010356
| 0.00022297 |  | 0.002251 |  | 0 |  | 0.00074602 |  | 0.00091117 |  | 0 |  | 0.0014922 |  | 0.0012954
| -0.00014322 |  | 0.0022688 |  | 0 |  | 0.00086754 |  | 0.00089083 |  | 0 |  | 0.0013725 |  | 0.00070506
| -0.0006011 |  | 0.0017582 |  | 0 |  | 0.00093974 |  | 0.00080164 |  | 0 |  | 0.0013948 |  | 0.00079139
| -0.00033896 |  | 0.00078966 |  | 0 |  | 0.00091571 |  | 0.0007793 |  | 0 |  | 0.0011614 |  | 0.001311
| -0.00019319 |  | 0.0018435 |  | 0 |  | 0.00072321 |  | 0.00078226 |  | 0 |  | 0.00084111 |  | 0.00071814
| 7.2282e-06 |  | 0.0023915 |  | 0 |  | 0.00074731 |  | 0.0007593 |  | 0 |  | 0.0012728 |  | 0.00083962
| 4.8192e-05 |  | 0.001832 |  | 0 |  | 0.00079545 |  | 0.00075639 |  | 0 |  | 0.0010103 |  | 0.0010746
| -8.1926e-05 |  | 0.0018527 |  | 0 |  | 0.00072207 |  | 0.0008854 |  | 0 |  | 0.00058303 |  | 0.00031865
| 0.00014784 |  | 0.0012878 |  | 0 |  | 0.00064986 |  | 0.00099168 |  | 0 |  | 0.000697 |  | 0.00054475
| -0.00013853 |  | 0.00071686 |  | 0 |  | 0.00067396 |  | 0.00092809 |  | 0 |  | 0.0010725 |  | 0.0011147
| -0.00061174 |  | 0.0012984 |  | 0 |  | 0.00093877 |  | 0.00087797 |  | 0 |  | 0.0012708 |  | 0.00077085
| 0.00012893 |  | 0.003062 |  | 0 |  | 0.00089063 |  | 0.00090121 |  | 0 |  | 0.00079791 |  | 0.00022889
| 0.00012291 |  | 0.0030637 |  | 0 |  | 0.00067402 |  | 0.0008623 |  | 0 |  | 0.00078266 |  | 0.0011684
| -0.00034583 |  | 0.0020876 |  | 0 |  | 0.00084376 |  | 0.00082403 |  | 0 |  | 0.0012896 |  | 0.001342
| 1.0846e-05 |  | 0.0026178 |  | 0 |  | 0.00084376 |  | 0.00083172 |  | 0 |  | 0.0010936 |  | 0.00038252
| -0.00016296 |  | 0.0029395 |  | 0 |  | 0.00067407 |  | 0.00089397 |  | 0 |  | 0.00086597 |  | 0.0004038
| 7.017e-05 |  | 0.0022276 |  | 0 |  | 0.00069815 |  | 0.00079498 |  | 0 |  | 0.0012617 |  | 0.00075705
| 0.0002018 |  | 0.0014704 |  | 0 |  | 0.0010605 |  | 0.00075578 |  | 0 |  | 0.0012195 |  | 0.00085485
| -6.5081e-05 |  | 0.00099426 |  | 0 |  | 0.0011569 |  | 0.00086672 |  | 0 |  | 0.00056985 |  | 0.00074473
| -8.3796e-05 |  | 0.0017706 |  | 0 |  | 0.0006982 |  | 0.00082023 |  | 0 |  | 0.00060169 |  | 0.00064644
| -0.00032245 |  | 0.0018491 |  | 0 |  | 0.00067416 |  | 0.00081399 |  | 0 |  | 0.00079342 |  | 0.00068326
| -0.00015911 |  | 0.00064756 |  | 0 |  | 0.00069826 |  | 0.00085275 |  | 0 |  | 0.00053873 |  | 0.0011782
| -9.4017e-05 |  | 0.00039471 |  | 0 |  | 0.00055379 |  | 0.00090431 |  | 0 |  | 0.00059392 |  | 0.0012643
| -0.00026758 |  | 0.0017802 |  | 0 |  | 0.00081989 |  | 0.00088531 |  | 0 |  | 0.00091455 |  | 0.0014072
| 0.00041228 |  | 0.0022351 |  | 0 |  | 0.00091621 |  | 0.00087222 |  | 0 |  | 0.0011549 |  | 0.0010516
| 0.00030597 |  | 0.0017164 |  | 0 |  | 0.00065016 |  | 0.00089587 |  | 0 |  | 0.00064906 |  | 0.00041463
| -2.7471e-05 |  | 0.0024551 |  | 0 |  | 0.00043355 |  | 0.00086823 |  | 0 |  | 0.00041442 |  | 0.0012422
| 0.00022591 |  | 0.0025955 |  | 0 |  | 0.00062743 |  | 0.00088496 |  | 0 |  | 0.0012527 |  | 0.0014759
| -0.00027488 |  | 0.0017085 |  | 0 |  | 0.00081999 |  | 0.000824 |  | 0 |  | 0.0011611 |  | 0.00074703
| -0.00023027 |  | 0.001383 |  | 0 |  | 0.00077062 |  | 0.00077057 |  | 0 |  | 0.00078168 |  | 0.00034489
| 0.00039402 |  | 0.0012467 |  | 0 |  | 0.00062616 |  | 0.0008241 |  | 0 |  | 0.00055121 |  | 0.00066208
| 0.00033737 |  | 0.0015156 |  | 0 |  | 0.0004576 |  | 0.00086069 |  | 0 |  | 0.0005901 |  | 0.00086739
| 0.00027567 |  | 0.0021025 |  | 0 |  | 0.00045761 |  | 0.00080585 |  | 0 |  | 0.00091928 |  | 0.00074853
| 0.00037454 |  | 0.0033099 |  | 0 |  | 0.00050579 |  | 0.00079456 |  | 0 |  | 0.00094624 |  | 0.00048204
| -0.00011576 |  | 0.0026567 |  | 0 |  | 0.00081892 |  | 0.00081262 |  | 0 |  | 0.0011461 |  | 0.00073397
| -0.00022911 |  | 0.0013917 |  | 0 |  | 0.0010851 |  | 0.00083055 |  | 0 |  | 0.001113 |  | 0.001257
| -0.00014591 |  | 0.001852 |  | 0 |  | 0.00098877 |  | 0.00087671 |  | 0 |  | 0.0009019 |  | 0.00076269
| -0.00010371 |  | 0.0017292 |  | 0 |  | 0.00086837 |  | 0.0008996 |  | 0 |  | 0.00092887 |  | 0.00063052
| 0.00013627 |  | 0.0011418 |  | 0 |  | 0.00060352 |  | 0.0009459 |  | 0 |  | 0.00091243 |  | 0.001154
| -1.5264e-05 |  | 0.00075979 |  | 0 |  | 0.00045781 |  | 0.00096566 |  | 0 |  | 0.0011004 |  | 0.00087341
| -0.00037706 |  | 0.00048762 |  | 0 |  | 0.00045781 |  | 0.00097046 |  | 0 |  | 0.0014608 |  | 0.00022
| -0.0002774 |  | 0.0010207 |  | 0 |  | 0.00050601 |  | 0.0010065 |  | 0 |  | 0.0010815 |  | 0.00056304
| -0.00010734 |  | 0.0022292 |  | 0 |  | 0.00086728 |  | 0.00094274 |  | 0 |  | 0.00097941 |  | 0.0012697
| 0.00021952 |  | 0.002599 |  | 0 |  | 0.00084318 |  | 0.00089845 |  | 0 |  | 0.00091501 |  | 0.0010377
| -8.8049e-05 |  | 0.0024812 |  | 0 |  | 0.00065048 |  | 0.00093059 |  | 0 |  | 0.00069284 |  | 0.00071113
| -0.00072149 |  | 0.0023317 |  | 0 |  | 0.00074688 |  | 0.00091316 |  | 0 |  | 0.0010407 |  | 0.0010655
| -0.00062623 |  | 0.0016875 |  | 0 |  | 0.0010131 |  | 0.00082753 |  | 0 |  | 0.00076345 |  | 0.0012493
| -0.00025694 |  | 0.001108 |  | 0 |  | 0.0010866 |  | 0.00084652 |  | 0 |  | 0.00070339 |  | 0.0012077
| -0.000269 |  | 0.0017726 |  | 0 |  | 0.00091678 |  | 0.00096374 |  | 0 |  | 0.0011241 |  | 0.001501
| -0.00062268 |  | 0.0024223 |  | 0 |  | 0.00081923 |  | 0.00095622 |  | 0 |  | 0.00095641 |  | 0.0014757
| -6.5469e-05 |  | 0.0019566 |  | 0 |  | 0.00065059 |  | 0.00093026 |  | 0 |  | 0.00083866 |  | 0.00083829
| 0.0005114 |  | 0.0013674 |  | 0 |  | 0.00065059 |  | 0.00089918 |  | 0 |  | 0.00060844 |  | 0.00056913
| 0.00066113 |  | 0.0012557 |  | 0 |  | 0.00086749 |  | 0.00089556 |  | 0 |  | 0.00044284 |  | 0.00035434
| -1.0859e-05 |  | 0.0017011 |  | 0 |  | 0.00089163 |  | 0.00095237 |  | 0 |  | 0.0006227 |  | 0.00035256
| -0.00045004 |  | 0.0016736 |  | 0 |  | 0.00079523 |  | 0.00093855 |  | 0 |  | 0.00091294 |  | 0.00081674
| -0.00054174 |  | 0.0016254 |  | 0 |  | 0.00089287 |  | 0.00090994 |  | 0 |  | 0.0007999 |  | 0.00091394
| 0.00013152 |  | 0.0018687 |  | 0 |  | 0.00074827 |  | 0.00092187 |  | 0 |  | 0.00051698 |  | 0.00056777
| 0.00065521 |  | 0.0016329 |  | 0 |  | 0.000482 |  | 0.00085867 |  | 0 |  | 0.00089762 |  | 0.00056312
| -0.00057678 |  | 0.0013235 |  | 0 |  | 0.00055432 |  | 0.0009081 |  | 0 |  | 0.0010716 |  | 0.00085527
| -0.00014239 |  | 0.0010951 |  | 0 |  | 0.00060252 |  | 0.00097742 |  | 0 |  | 0.00091646 |  | 0.0011383
| 0.00035358 |  | 0.0014991 |  | 0 |  | 0.00079537 |  | 0.00094429 |  | 0 |  | 0.0011549 |  | 0.0011897
| -0.00025095 |  | 0.0021213 |  | 0 |  | 0.00074716 |  | 0.00089063 |  | 0 |  | 0.001026 |  | 0.0010688
| -0.00050076 |  | 0.0019194 |  | 0 |  | 0.00057847 |  | 0.00089769 |  | 0 |  | 0.00085063 |  | 0.0012544
| 1.6896e-05 |  | 0.00088586 |  | 0 |  | 0.00067491 |  | 0.00090719 |  | 0 |  | 0.00089672 |  | 0.0007572
| 0.00057753 |  | 0.00048793 |  | 0 |  | 0.00069902 |  | 0.00089089 |  | 0 |  | 0.00052651 |  | 0.00021161
| 0.00049307 |  | 0 |  | 0 |  | 0.00065083 |  | 0.00094726 |  | 0 |  | 0 |  | 0
| 9.5349e-05 |  | 0 |  | 0 |  | 0.00057854 |  | 0.00093274 |  | 0 |  | 0 |  | 0
| -0.00026433 |  | 0 |  | 0 |  | 0.00070028 |  | 0.00092608 |  | 0 |  | 0 |  | 0
| -0.00010019 |  | 0 |  | 0 |  | 0.00094134 |  | 0.0009334 |  | 0 |  | 0 |  | 0
| 0.00021003 |  | 0 |  | 0 |  | 0.00079556 |  | 0.00085809 |  | 0 |  | 0 |  | 0
| 0.00051122 |  | 0 |  | 0 |  | 0.00069913 |  | 0.00078771 |  | 0 |  | 0 |  | 0
| 0.00050038 |  | 0 |  | 0 |  | 0.00077146 |  | 0.00089575 |  | 0 |  | 0 |  | 0
| -0.0002173 |  | 0 |  | 0 |  | 0.00072327 |  | 0.00099426 |  | 0 |  | 0 |  | 0
| -0.00029335 |  | 0 |  | 0 |  | 0.00050631 |  | 0.00096936 |  | 0 |  | 0 |  | 0
| -0.0003996 |  | 0 |  | 0 |  | 0.000434 |  | 0.00087212 |  | 0 |  | 0 |  | 0
| -0.0011735 |  | 0 |  | 0 |  | 0.00062689 |  | 0.00084365 |  | 0 |  | 0 |  | 0
| -0.00037336 |  | 0 |  | 0 |  | 0.00060277 |  | 0.00093831 |  | 0 |  | 0 |  | 0
| 0.00037518 |  | 0 |  | 0 |  | 0.00055458 |  | 0.0010392 |  | 0 |  | 0 |  | 0
| -7.8481e-05 |  | 0 |  | 0 |  | 0.0007475 |  | 0.0010376 |  | 0 |  | 0 |  | 0
| 0.00033084 |  | 0 |  | 0 |  | 0.00091754 |  | 0.00099882 |  | 0 |  | 0 |  | 0
| 0.00037793 |  | 0 |  | 0 |  | 0.00077285 |  | 0.0010309 |  | 0 |  | 0 |  | 0
| -0.00037361 |  | 0 |  | 0 |  | 0.00062696 |  | 0.0010549 |  | 0 |  | 0 |  | 0
| -0.00052577 |  | 0 |  | 0 |  | 0.00057876 |  | 0.0010195 |  | 0 |  | 0 |  | 0
| 0.0002246 |  | 0 |  | 0 |  | 0.00057878 |  | 0.00098762 |  | 0 |  | 0 |  | 0
| 0.00017269 |  | 0 |  | 0 |  | 0.00079586 |  | 0.00098579 |  | 0 |  | 0 |  | 0
| -0.00074633 |  | 0 |  | 0 |  | 0.00099 |  | 0.00096812 |  | 0 |  | 0 |  | 0
| -0.00037437 |  | 0 |  | 0 |  | 0.0010382 |  | 0.00093188 |  | 0 |  | 0 |  | 0
| 0.00037319 |  | 0 |  | 0 |  | 0.00091652 |  | 0.0009175 |  | 0 |  | 0 |  | 0
| 0.00037078 |  | 0 |  | 0 |  | 0.00079589 |  | 0.00091144 |  | 0 |  | 0 |  | 0
| 0.0002343 |  | 0 |  | 0 |  | 0.00079596 |  | 0.0010464 |  | 0 |  | 0 |  | 0
| 0.0002464 |  | 0 |  | 0 |  | 0.00089244 |  | 0.001092 |  | 0 |  | 0 |  | 0
| 0.0001534 |  | 0 |  | 0 |  | 0.0010384 |  | 0.00099253 |  | 0 |  | 0 |  | 0
| 0.00032365 |  | 0 |  | 0 |  | 0.0010143 |  | 0.001003 |  | 0 |  | 0 |  | 0
| 6.4128e-05 |  | 0 |  | 0 |  | 0.00084427 |  | 0.0010648 |  | 0 |  | 0 |  | 0
| -0.00012062 |  | 0 |  | 0 |  | 0.0007719 |  | 0.0010755 |  | 0 |  | 0 |  | 0
| -0.00011669 |  | 0 |  | 0 |  | 0.00060307 |  | 0.001067 |  | 0 |  | 0 |  | 0
| -0.00016623 |  | 0 |  | 0 |  | 0.0006031 |  | 0.0010538 |  | 0 |  | 0 |  | 0
| 0.00017034 |  | 0 |  | 0 |  | 0.00091792 |  | 0.0010791 |  | 0 |  | 0 |  | 0
| 3.7451e-05 |  | 0 |  | 0 |  | 0.00094208 |  | 0.0010616 |  | 0 |  | 0 |  | 0
| -0.0003515 |  | 0 |  | 0 |  | 0.00072375 |  | 0.00096305 |  | 0 |  | 0 |  | 0
| -0.00016908 |  | 0 |  | 0 |  | 0.00077203 |  | 0.00094681 |  | 0 |  | 0 |  | 0
| -0.00018209 |  | 0 |  | 0 |  | 0.00091683 |  | 0.00091508 |  | 0 |  | 0 |  | 0
| -0.00027392 |  | 0 |  | 0 |  | 0.0010628 |  | 0.00096472 |  | 0 |  | 0 |  | 0
| -0.00014137 |  | 0 |  | 0 |  | 0.00099045 |  | 0.0010746 |  | 0 |  | 0 |  | 0
| -8.4581e-06 |  | 0 |  | 0 |  | 0.00072387 |  | 0.0010571 |  | 0 |  | 0 |  | 0
| -9.8074e-05 |  | 0 |  | 0 |  | 0.00065148 |  | 0.0010332 |  | 0 |  | 0 |  | 0
| 5.9927e-05 |  | 0 |  | 0 |  | 0.00062735 |  | 0.0010242 |  | 0 |  | 0 |  | 0
| 0.00013747 |  | 0 |  | 0 |  | 0.00060325 |  | 0.0010188 |  | 0 |  | 0 |  | 0
| -0.00027069 |  | 0 |  | 0 |  | 0.00074806 |  | 0.00099967 |  | 0 |  | 0 |  | 0
| -0.00020786 |  | 0 |  | 0 |  | 0.00096649 |  | 0.00098179 |  | 0 |  | 0 |  | 0
| -0.00012569 |  | 0 |  | 0 |  | 0.0010401 |  | 0.00099514 |  | 0 |  | 0 |  | 0
| -0.00036726 |  | 0 |  | 0 |  | 0.00091822 |  | 0.0010495 |  | 0 |  | 0 |  | 0
| -0.00067909 |  | 0 |  | 0 |  | 0.00074812 |  | 0.0011024 |  | 0 |  | 0 |  | 0
| -0.000307 |  | 0 |  | 0 |  | 0.00045855 |  | 0.0010695 |  | 0 |  | 0 |  | 0
| -0.00023207 |  | 0 |  | 0 |  | 0.00050684 |  | 0.0010057 |  | 0 |  | 0 |  | 0
| 8.5818e-05 |  | 0 |  | 0 |  | 0.00072405 |  | 0.0010592 |  | 0 |  | 0 |  | 0
| 0.00027197 |  | 0 |  | 0 |  | 0.00082059 |  | 0.0010566 |  | 0 |  | 0 |  | 0
| -0.00057657 |  | 0 |  | 0 |  | 0.0011356 |  | 0.001007 |  | 0 |  | 0 |  | 0
| -0.00036265 |  | 0 |  | 0 |  | 0.0011851 |  | 0.00096502 |  | 0 |  | 0 |  | 0
| 0.00051255 |  | 0 |  | 0 |  | 0.00089428 |  | 0.0010006 |  | 0 |  | 0 |  | 0
| 7.2531e-05 |  | 0 |  | 0 |  | 0.00074828 |  | 0.00099806 |  | 0 |  | 0 |  | 0
| -0.00058009 |  | 0 |  | 0 |  | 0.00065175 |  | 0.00098954 |  | 0 |  | 0 |  | 0
| -0.00012673 |  | 0 |  | 0 |  | 0.00060348 |  | 0.0010813 |  | 0 |  | 0 |  | 0
| -0.00057186 |  | 0 |  | 0 |  | 0.00065175 |  | 0.0010744 |  | 0 |  | 0 |  | 0
| 3.627e-05 |  | 0 |  | 0 |  | 0.00074837 |  | 0.0010834 |  | 0 |  | 0 |  | 0
| 0.00065412 |  | 0 |  | 0 |  | 0.00072423 |  | 0.0011475 |  | 0 |  | 0 |  | 0
| -0.00011849 |  | 0 |  | 0 |  | 0.00079786 |  | 0.0010271 |  | 0 |  | 0 |  | 0
| -5.4409e-05 |  | 0 |  | 0 |  | 0.0010164 |  | 0.00099288 |  | 0 |  | 0 |  | 0
| -0.00013785 |  | 0 |  | 0 |  | 0.00094278 |  | 0.0010872 |  | 0 |  | 0 |  | 0
| -0.0011233 |  | 0 |  | 0 |  | 0.00072429 |  | 0.0010097 |  | 0 |  | 0 |  | 0
| -0.00067277 |  | 0 |  | 0 |  | 0.00048288 |  | 0.0010224 |  | 0 |  | 0 |  | 0
| 0.00018337 |  | 0 |  | 0 |  | 0.00041045 |  | 0.0010458 |  | 0 |  | 0 |  | 0
| -0.00059014 |  | 0 |  | 0 |  | 0.00067606 |  | 0.0010876 |  | 0 |  | 0 |  | 0
| -0.00048495 |  | 0 |  | 0 |  | 0.00077267 |  | 0.0011231 |  | 0 |  | 0 |  | 0
| 0 |  | 0 |  | 0 |  | 0.00087046 |  | 0.0010304 |  | 0 |  | 0 |  | 0
| 6.2889e-05 |  | 0 |  | 0 |  | 0.0012097 |  | 0.00097751 |  | 0 |  | 0 |  | 0
| -0.00018505 |  | 0 |  | 0 |  | 0.0011362 |  | 0.0011047 |  | 0 |  | 0 |  | 0
| -9.9179e-05 |  | 0 |  | 0 |  | 0.00070029 |  | 0.0011314 |  | 0 |  | 0 |  | 0
| 0.00034772 |  | 0 |  | 0 |  | 0.0006037 |  | 0.0010153 |  | 0 |  | 0 |  | 0
| 0.00066101 |  | 0 |  | 0 |  | 0.00077277 |  | 0.0011108 |  | 0 |  | 0 |  | 0
| 0.0011624 |  | 0 |  | 0 |  | 0.0008694 |  | 0.0012221 |  | 0 |  | 0 |  | 0
| 0.00056004 |  | 0 |  | 0 |  | 0.0007245 |  | 0.0012013 |  | 0 |  | 0 |  | 0
| -0.00010282 |  | 0 |  | 0 |  | 0.00067623 |  | 0.001066 |  | 0 |  | 0 |  | 0
| 4.2339e-05 |  | 0 |  | 0 |  | 0.00067623 |  | 0.0010735 |  | 0 |  | 0 |  | 0
| -5.5648e-05 |  | 0 |  | 0 |  | 0.0006038 |  | 0.0011151 |  | 0 |  | 0 |  | 0
| -7.5004e-05 |  | 0 |  | 0 |  | 0.00055552 |  | 0.0011568 |  | 0 |  | 0 |  | 0
| -0.00052384 |  | 0 |  | 0 |  | 0.00057967 |  | 0.0011717 |  | 0 |  | 0 |  | 0
| -0.00056016 |  | 0 |  | 0 |  | 0.00086951 |  | 0.0011604 |  | 0 |  | 0 |  | 0
| -0.00012582 |  | 0 |  | 0 |  | 0.00099156 |  | 0.0011996 |  | 0 |  | 0 |  | 0
| -0.00049122 |  | 0 |  | 0 |  | 0.0008466 |  | 0.0012269 |  | 0 |  | 0 |  | 0
| -0.00011177 |  | 0 |  | 0 |  | 0.00074884 |  | 0.0012418 |  | 0 |  | 0 |  | 0
| 0.00014956 |  | 0 |  | 0 |  | 0.00079715 |  | 0.0011896 |  | 0 |  | 0 |  | 0
| -0.00092931 |  | 0 |  | 0 |  | 0.00086962 |  | 0.0012278 |  | 0 |  | 0 |  | 0
| -0.0010793 |  | 0 |  | 0 |  | 0.00082137 |  | 0.0012521 |  | 0 |  | 0 |  | 0
| -0.00095953 |  | 0 |  | 0 |  | 0.0008467 |  | 0.0012583 |  | 0 |  | 0 |  | 0
| -0.00090134 |  | 0 |  | 0 |  | 0.00084677 |  | 0.0011903 |  | 0 |  | 0 |  | 0
| -0.00025032 |  | 0 |  | 0 |  | 0.0012333 |  | 0.0010297 |  | 0 |  | 0 |  | 0
| 0.00028681 |  | 0 |  | 0 |  | 0.0015245 |  | 0.0011141 |  | 0 |  | 0 |  | 0
| -0.00026625 |  | 0 |  | 0 |  | 0.0013071 |  | 0.0012224 |  | 0 |  | 0 |  | 0
| -0.00073341 |  | 0 |  | 0 |  | 0.0011126 |  | 0.0011446 |  | 0 |  | 0 |  | 0
| -0.00043206 |  | 0 |  | 0 |  | 0.00089399 |  | 0.0011591 |  | 0 |  | 0 |  | 0
| -0.00016582 |  | 0 |  | 0 |  | 0.00096765 |  | 0.0012436 |  | 0 |  | 0 |  | 0
| -0.00030864 |  | 0 |  | 0 |  | 0.00087108 |  | 0.0011853 |  | 0 |  | 0 |  | 0
| -0.00078915 |  | 0 |  | 0 |  | 0.00089524 |  | 0.0013037 |  | 0 |  | 0 |  | 0
| -0.00055318 |  | 0 |  | 0 |  | 0.00062954 |  | 0.0013238 |  | 0 |  | 0 |  | 0
| 4.2366e-05 |  | 0 |  | 0 |  | 0.00055587 |  | 0.0011555 |  | 0 |  | 0 |  | 0
| 0.00026026 |  | 0 |  | 0 |  | 0.00057996 |  | 0.0011236 |  | 0 |  | 0 |  | 0
| 1.5737e-05 |  | 0 |  | 0 |  | 0.00065366 |  | 0.0012112 |  | 0 |  | 0 |  | 0
| 0.00047817 |  | 0 |  | 0 |  | 0.0011141 |  | 0.0012598 |  | 0 |  | 0 |  | 0
| 0.00039344 |  | 0 |  | 0 |  | 0.0012107 |  | 0.0012639 |  | 0 |  | 0 |  | 0
| 5.1988e-05 |  | 0 |  | 0 |  | 0.00082289 |  | 0.0011796 |  | 0 |  | 0 |  | 0
| -0.000121 |  | 0 |  | 0 |  | 0.00077455 |  | 0.0013437 |  | 0 |  | 0 |  | 0
| -0.0014781 |  | 0 |  | 0 |  | 0.00079875 |  | 0.0015511 |  | 0 |  | 0 |  | 0
| -0.0011575 |  | 0 |  | 0 |  | 0.00075045 |  | 0.0014027 |  | 0 |  | 0 |  | 0
| 0.00035984 |  | 0 |  | 0 |  | 0.00079879 |  | 0.0013045 |  | 0 |  | 0 |  | 0
| 0.0013915 |  | 0 |  | 0 |  | 0.0008955 |  | 0.0012951 |  | 0 |  | 0 |  | 0
| 0.00051824 |  | 0 |  | 0 |  | 0.0011626 |  | 0.0013482 |  | 0 |  | 0 |  | 0
| -0.00050371 |  | 0 |  | 0 |  | 0.0011385 |  | 0.0013219 |  | 0 |  | 0 |  | 0
| -0.00029667 |  | 0 |  | 0 |  | 0.0011143 |  | 0.0012601 |  | 0 |  | 0 |  | 0
| -3.7539e-05 |  | 0 |  | 0 |  | 0.0011143 |  | 0.0012249 |  | 0 |  | 0 |  | 0
| -0.0016445 |  | 0 |  | 0 |  | 0.0010165 |  | 0.001289 |  | 0 |  | 0 |  | 0
| -0.0027889 |  | 0 |  | 0 |  | 0.0011132 |  | 0.0013692 |  | 0 |  | 0 |  | 0
| -0.00065683 |  | 0 |  | 0 |  | 0.00087147 |  | 0.0018207 |  | 0 |  | 0 |  | 0
| -0.00087849 |  | 0 |  | 0 |  | 0.0012099 |  | 0.0013351 |  | 0 |  | 0 |  | 0
| -0.00063462 |  | 0 |  | 0 |  | 0.0013792 |  | 0.0013969 |  | 0 |  | 0 |  | 0
| -9.8103e-05 |  | 0 |  | 0 |  | 0.00079778 |  | 0.0012693 |  | 0 |  | 0 |  | 0
| 2.3012e-05 |  | 0 |  | 0 |  | 0.00087034 |  | 0.0012026 |  | 0 |  | 0 |  | 0
| -0.00013808 |  | 0 |  | 0 |  | 0.0013309 |  | 0.0012909 |  | 0 |  | 0 |  | 0
| -7.5098e-05 |  | 0 |  | 0 |  | 0.0013551 |  | 0.0014746 |  | 0 |  | 0 |  | 0
| -0.00021803 |  | 0 |  | 0 |  | 0.0010166 |  | 0.0014387 |  | 0 |  | 0 |  | 0
| 2.4226e-05 |  | 0 |  | 0 |  | 0.00075076 |  | 0.0014683 |  | 0 |  | 0 |  | 0
| 0.0020351 |  | 0 |  | 0 |  | 0.00084744 |  | 0.0014381 |  | 0 |  | 0 |  | 0
| 0.0016536 |  | 0 |  | 0 |  | 0.00094423 |  | 0.00134 |  | 0 |  | 0 |  | 0
| -0.00040945 |  | 0 |  | 0 |  | 0.0010651 |  | 0.0012928 |  | 0 |  | 0 |  | 0
| 0.00084923 |  | 0 |  | 0 |  | 0.001186 |  | 0.0012728 |  | 0 |  | 0 |  | 0
| 0.0010237 |  | 0 |  | 0 |  | 0.0010894 |  | 0.0013226 |  | 0 |  | 0 |  | 0
| -0.00079232 |  | 0 |  | 0 |  | 0.0010168 |  | 0.0013955 |  | 0 |  | 0 |  | 0
| -0.00077903 |  | 0 |  | 0 |  | 0.00096853 |  | 0.0015169 |  | 0 |  | 0 |  | 0
| 0.00012601 |  | 0 |  | 0 |  | 0.0012841 |  | 0.0014904 |  | 0 |  | 0 |  | 0
| 0.00017932 |  | 0 |  | 0 |  | 0.0012116 |  | 0.0014695 |  | 0 |  | 0 |  | 0
| 0.00056463 |  | 0 |  | 0 |  | 0.00084761 |  | 0.0015687 |  | 0 |  | 0 |  | 0
| 0.00081063 |  | 0 |  | 0 |  | 0.00089605 |  | 0.0014532 |  | 0 |  | 0 |  | 0
| 0.00060951 |  | 0 |  | 0 |  | 0.0010412 |  | 0.0013186 |  | 0 |  | 0 |  | 0
| 0.0004023 |  | 0 |  | 0 |  | 0.0014765 |  | 0.0013451 |  | 0 |  | 0 |  | 0
| 0.00021812 |  | 0 |  | 0 |  | 0.0018889 |  | 0.0014502 |  | 0 |  | 0 |  | 0
| 0.00027144 |  | 0 |  | 0 |  | 0.0017923 |  | 0.0015109 |  | 0 |  | 0 |  | 0
| -0.00021493 |  | 0 |  | 0 |  | 0.0013799 |  | 0.0014609 |  | 0 |  | 0 |  | 0
| 1.9882e-05 |  | 0 |  | 0 |  | 0.001525 |  | 0.0013631 |  | 0 |  | 0 |  | 0
| 0.001202 |  | 0 |  | 0 |  | 0.0012348 |  | 0.001441 |  | 0 |  | 0 |  | 0
| 0.001721 |  | 0 |  | 0 |  | 0.00055632 |  | 0.0016351 |  | 0 |  | 0 |  | 0
| 0.0012132 |  | 0 |  | 0 |  | 0.00074989 |  | 0.0016676 |  | 0 |  | 0 |  | 0
| 0.0003939 |  | 0 |  | 0 |  | 0.0011623 |  | 0.0014479 |  | 0 |  | 0 |  | 0
| 0.0002812 |  | 0 |  | 0 |  | 0.0012107 |  | 0.0014266 |  | 0 |  | 0 |  | 0
| -0.00070302 |  | 0 |  | 0 |  | 0.001235 |  | 0.00155 |  | 0 |  | 0 |  | 0
| -0.0012499 |  | 0 |  | 0 |  | 0.001356 |  | 0.0015795 |  | 0 |  | 0 |  | 0
| -0.00048625 |  | 0 |  | 0 |  | 0.0010415 |  | 0.0016474 |  | 0 |  | 0 |  | 0
| -0.00021456 |  | 0 |  | 0 |  | 0.001333 |  | 0.0015965 |  | 0 |  | 0 |  | 0
| 0.0002376 |  | 0 |  | 0 |  | 0.001817 |  | 0.0015349 |  | 0 |  | 0 |  | 0
| -0.00037822 |  | 0 |  | 0 |  | 0.0015508 |  | 0.0016356 |  | 0 |  | 0 |  | 0
| -0.00090801 |  | 0 |  | 0 |  | 0.001067 |  | 0.0016936 |  | 0 |  | 0 |  | 0
| -0.0002861 |  | 0 |  | 0 |  | 0.00072706 |  | 0.001741 |  | 0 |  | 0 |  | 0
| 4.6071e-05 |  | 0 |  | 0 |  | 0.00065327 |  | 0.0016773 |  | 0 |  | 0 |  | 0
| 0.0003613 |  | 0 |  | 0 |  | 0.0010174 |  | 0.0015365 |  | 0 |  | 0 |  | 0
| -0.00051163 |  | 0 |  | 0 |  | 0.0013332 |  | 0.0015646 |  | 0 |  | 0 |  | 0
| -0.00083663 |  | 0 |  | 0 |  | 0.0012111 |  | 0.0016934 |  | 0 |  | 0 |  | 0
| -0.00030554 |  | 0 |  | 0 |  | 0.00099329 |  | 0.0018351 |  | 0 |  | 0 |  | 0
| -0.00076588 |  | 0 |  | 0 |  | 0.00099333 |  | 0.0018253 |  | 0 |  | 0 |  | 0
| 0.0006904 |  | 0 |  | 0 |  | 0.0011628 |  | 0.001782 |  | 0 |  | 0 |  | 0
| 0.0015352 |  | 0 |  | 0 |  | 0.00094497 |  | 0.0018669 |  | 0 |  | 0 |  | 0
| 0.00017826 |  | 0 |  | 0 |  | 0.0006534 |  | 0.00186 |  | 0 |  | 0 |  | 0
| -0.00027527 |  | 0 |  | 0 |  | 0.0008228 |  | 0.0016164 |  | 0 |  | 0 |  | 0
| -0.00077977 |  | 0 |  | 0 |  | 0.00084825 |  | 0.0017117 |  | 0 |  | 0 |  | 0
| -0.00050935 |  | 0 |  | 0 |  | 0.00089668 |  | 0.0020115 |  | 0 |  | 0 |  | 0
| 0.00039899 |  | 0 |  | 0 |  | 0.0011387 |  | 0.0018596 |  | 0 |  | 0 |  | 0
| 8.8534e-05 |  | 0 |  | 0 |  | 0.0011629 |  | 0.0019667 |  | 0 |  | 0 |  | 0
| -0.0005288 |  | 0 |  | 0 |  | 0.00091971 |  | 0.0021122 |  | 0 |  | 0 |  | 0
| -0.0010794 |  | 0 |  | 0 |  | 0.001042 |  | 0.0020231 |  | 0 |  | 0 |  | 0
| -0.00090118 |  | 0 |  | 0 |  | 0.0012126 |  | 0.0020698 |  | 0 |  | 0 |  | 0
| 0.00018801 |  | 0 |  | 0 |  | 0.00099362 |  | 0.0020368 |  | 0 |  | 0 |  | 0
| 0.00044637 |  | 0 |  | 0 |  | 0.00094521 |  | 0.0019563 |  | 0 |  | 0 |  | 0
| 5.4585e-05 |  | 0 |  | 0 |  | 0.00096945 |  | 0.0019989 |  | 0 |  | 0 |  | 0
| 4.7309e-05 |  | 0 |  | 0 |  | 0.0010421 |  | 0.0020168 |  | 0 |  | 0 |  | 0
| 0.0014035 |  | 0 |  | 0 |  | 0.0011147 |  | 0.0020836 |  | 0 |  | 0 |  | 0
| 0.0013089 |  | 0 |  | 0 |  | 0.0011389 |  | 0.0021813 |  | 0 |  | 0 |  | 0
| -0.00090016 |  | 0 |  | 0 |  | 0.0011632 |  | 0.0022029 |  | 0 |  | 0 |  | 0
| -0.001235 |  | 0 |  | 0 |  | 0.00099378 |  | 0.0020333 |  | 0 |  | 0 |  | 0
| -0.00083549 |  | 0 |  | 0 |  | 0.0007759 |  | 0.0020437 |  | 0 |  | 0 |  | 0
| -0.0011219 |  | 0 |  | 0 |  | 0.00082432 |  | 0.0021517 |  | 0 |  | 0 |  | 0
| -0.00064302 |  | 0 |  | 0 |  | 0.0010422 |  | 0.0022047 |  | 0 |  | 0 |  | 0
| 0.00051314 |  | 0 |  | 0 |  | 0.0010181 |  | 0.0020729 |  | 0 |  | 0 |  | 0
| 0.001024 |  | 0 |  | 0 |  | 0.00099386 |  | 0.002127 |  | 0 |  | 0 |  | 0
| 0.00034944 |  | 0 |  | 0 |  | 0.0010181 |  | 0.0024362 |  | 0 |  | 0 |  | 0
| 4.0042e-05 |  | 0 |  | 0 |  | 0.0010677 |  | 0.0025138 |  | 0 |  | 0 |  | 0
| 0.0010533 |  | 0 |  | 0 |  | 0.0012131 |  | 0.0023484 |  | 0 |  | 0 |  | 0
| 0.0012377 |  | 0 |  | 0 |  | 0.0013826 |  | 0.0022791 |  | 0 |  | 0 |  | 0
| 0.00093592 |  | 0 |  | 0 |  | 0.0011889 |  | 0.0023786 |  | 0 |  | 0 |  | 0
| 0.00025395 |  | 0 |  | 0 |  | 0.00131 |  | 0.0023913 |  | 0 |  | 0 |  | 0
| -0.0014866 |  | 0 |  | 0 |  | 0.0014311 |  | 0.0021474 |  | 0 |  | 0 |  | 0
| -0.0013884 |  | 0 |  | 0 |  | 0.0012132 |  | 0.0019994 |  | 0 |  | 0 |  | 0
| -0.00087383 |  | 0 |  | 0 |  | 0.0012132 |  | 0.0022897 |  | 0 |  | 0 |  | 0
| 0.00014321 |  | 0 |  | 0 |  | 0.0013585 |  | 0.0025702 |  | 0 |  | 0 |  | 0
| 0.0012519 |  | 0 |  | 0 |  | 0.0015039 |  | 0.0025566 |  | 0 |  | 0 |  | 0
| 0.00044968 |  | 0 |  | 0 |  | 0.0012121 |  | 0.0025417 |  | 0 |  | 0 |  | 0
| -0.00018935 |  | 0 |  | 0 |  | 0.00079919 |  | 0.0023253 |  | 0 |  | 0 |  | 0
| 0.00037021 |  | 0 |  | 0 |  | 0.00079923 |  | 0.0020754 |  | 0 |  | 0 |  | 0
| 0.00026461 |  | 0 |  | 0 |  | 0.00094575 |  | 0.002096 |  | 0 |  | 0 |  | 0
| 0.0011022 |  | 0 |  | 0 |  | 0.0011407 |  | 0.0021821 |  | 0 |  | 0 |  | 0
| 0.0018581 |  | 0 |  | 0 |  | 0.0012861 |  | 0.0020893 |  | 0 |  | 0 |  | 0
| 0.00044393 |  | 0 |  | 0 |  | 0.0011396 |  | 0.0021021 |  | 0 |  | 0 |  | 0
| 4.006e-05 |  | 0 |  | 0 |  | 0.00097009 |  | 0.0021305 |  | 0 |  | 0 |  | 0
| 0.00016146 |  | 0 |  | 0 |  | 0.0008732 |  | 0.0023753 |  | 0 |  | 0 |  | 0
| 0.00035814 |  | 0 |  | 0 |  | 0.00082355 |  | 0.0025071 |  | 0 |  | 0 |  | 0
| -0.00043099 |  | 0 |  | 0 |  | 0.0011397 |  | 0.0023137 |  | 0 |  | 0 |  | 0
| -0.00075396 |  | 0 |  | 0 |  | 0.0014074 |  | 0.002413 |  | 0 |  | 0 |  | 0
| -0.00067868 |  | 0 |  | 0 |  | 0.0013105 |  | 0.0025088 |  | 0 |  | 0 |  | 0
| 0.00016148 |  | 0 |  | 0 |  | 0.001359 |  | 0.002605 |  | 0 |  | 0 |  | 0
| 0.00056582 |  | 0 |  | 0 |  | 0.0015528 |  | 0.0025935 |  | 0 |  | 0 |  | 0
| -0.00011293 |  | 0 |  | 0 |  | 0.0013832 |  | 0.0025572 |  | 0 |  | 0 |  | 0
| 2.5499e-05 |  | 0 |  | 0 |  | 0.0012137 |  | 0.0023474 |  | 0 |  | 0 |  | 0
| -0.00088887 |  | 0 |  | 0 |  | 0.0013349 |  | 0.002086 |  | 0 |  | 0 |  | 0
| -0.00036186 |  | 0 |  | 0 |  | 0.0014076 |  | 0.0022043 |  | 0 |  | 0 |  | 0
| -0.00045538 |  | 0 |  | 0 |  | 0.0014561 |  | 0.0022558 |  | 0 |  | 0 |  | 0
| -0.00061084 |  | 0 |  | 0 |  | 0.0012623 |  | 0.0022889 |  | 0 |  | 0 |  | 0
| -0.0001858 |  | 0 |  | 0 |  | 0.00084923 |  | 0.0023793 |  | 0 |  | 0 |  | 0
| -0.00074446 |  | 0 |  | 0 |  | 0.00079956 |  | 0.0023844 |  | 0 |  | 0 |  | 0
| -0.00025626 |  | 0 |  | 0 |  | 0.0010915 |  | 0.002148 |  | 0 |  | 0 |  | 0
| 0.00046758 |  | 0 |  | 0 |  | 0.0014321 |  | 0.0018618 |  | 0 |  | 0 |  | 0
| -8.7448e-05 |  | 0 |  | 0 |  | 0.0013594 |  | 0.0021202 |  | 0 |  | 0 |  | 0
| -0.00086358 |  | 0 |  | 0 |  | 0.0011413 |  | 0.0024658 |  | 0 |  | 0 |  | 0
| 0.00036559 |  | 0 |  | 0 |  | 0.0012867 |  | 0.0023943 |  | 0 |  | 0 |  | 0
| 0.0001815 |  | 0 |  | 0 |  | 0.0015533 |  | 0.0023124 |  | 0 |  | 0 |  | 0
| -0.00058496 |  | 0 |  | 0 |  | 0.0014322 |  | 0.0023223 |  | 0 |  | 0 |  | 0
| 0.00047859 |  | 0 |  | 0 |  | 0.0010432 |  | 0.0022937 |  | 0 |  | 0 |  | 0
| -0.00034013 |  | 0 |  | 0 |  | 0.00084819 |  | 0.0023481 |  | 0 |  | 0 |  | 0
| -0.00056364 |  | 0 |  | 0 |  | 0.0010433 |  | 0.0023806 |  | 0 |  | 0 |  | 0
| -0.00019802 |  | 0 |  | 0 |  | 0.0012626 |  | 0.0023777 |  | 0 |  | 0 |  | 0
| -0.0016255 |  | 0 |  | 0 |  | 0.0012142 |  | 0.0024118 |  | 0 |  | 0 |  | 0
| -0.0013825 |  | 0 |  | 0 |  | 0.0011173 |  | 0.002182 |  | 0 |  | 0 |  | 0
| -0.00017009 |  | 0 |  | 0 |  | 0.0011658 |  | 0.0021931 |  | 0 |  | 0 |  | 0
| 0.00012271 |  | 0 |  | 0 |  | 0.001384 |  | 0.0025188 |  | 0 |  | 0 |  | 0
| -0.00044631 |  | 0 |  | 0 |  | 0.0014324 |  | 0.0022328 |  | 0 |  | 0 |  | 0
| -0.0010454 |  | 0 |  | 0 |  | 0.0010434 |  | 0.0018813 |  | 0 |  | 0 |  | 0
| -0.00070713 |  | 0 |  | 0 |  | 0.00099501 |  | 0.0021836 |  | 0 |  | 0 |  | 0
| 4.9819e-05 |  | 0 |  | 0 |  | 0.0014325 |  | 0.0026175 |  | 0 |  | 0 |  | 0
| 0.00076551 |  | 0 |  | 0 |  | 0.0015052 |  | 0.0025525 |  | 0 |  | 0 |  | 0
| 0.00036331 |  | 0 |  | 0 |  | 0.0013114 |  | 0.0023437 |  | 0 |  | 0 |  | 0
| -0.0001276 |  | 0 |  | 0 |  | 0.0012144 |  | 0.0022119 |  | 0 |  | 0 |  | 0
| -0.00021509 |  | 0 |  | 0 |  | 0.0012387 |  | 0.0019706 |  | 0 |  | 0 |  | 0
| -0.00045448 |  | 0 |  | 0 |  | 0.00136 |  | 0.0021785 |  | 0 |  | 0 |  | 0
| -0.00114 |  | 0 |  | 0 |  | 0.0012388 |  | 0.0024438 |  | 0 |  | 0 |  | 0
| -0.0012347 |  | 0 |  | 0 |  | 0.00099639 |  | 0.002428 |  | 0 |  | 0 |  | 0
| -0.000937 |  | 0 |  | 0 |  | 0.0010691 |  | 0.0025661 |  | 0 |  | 0 |  | 0
| 0.00067695 |  | 0 |  | 0 |  | 0.0010437 |  | 0.0026498 |  | 0 |  | 0 |  | 0
| 0.0016615 |  | 0 |  | 0 |  | 0.00087278 |  | 0.0024007 |  | 0 |  | 0 |  | 0
| 0.00012276 |  | 0 |  | 0 |  | 0.00089706 |  | 0.002314 |  | 0 |  | 0 |  | 0
| 0.00013613 |  | 0 |  | 0 |  | 0.001068 |  | 0.0025864 |  | 0 |  | 0 |  | 0
| -0.00011875 |  | 0 |  | 0 |  | 0.001239 |  | 0.0027393 |  | 0 |  | 0 |  | 0
| -0.00086628 |  | 0 |  | 0 |  | 0.0011165 |  | 0.0023934 |  | 0 |  | 0 |  | 0
| -0.00057252 |  | 0 |  | 0 |  | 0.0012136 |  | 0.0020595 |  | 0 |  | 0 |  | 0
| 8.6308e-05 |  | 0 |  | 0 |  | 0.0016027 |  | 0.0021545 |  | 0 |  | 0 |  | 0
| -0.00045099 |  | 0 |  | 0 |  | 0.0017483 |  | 0.002394 |  | 0 |  | 0 |  | 0
| -0.00024216 |  | 0 |  | 0 |  | 0.0014088 |  | 0.0023082 |  | 0 |  | 0 |  | 0
| 0.00013591 |  | 0 |  | 0 |  | 0.0012391 |  | 0.0022248 |  | 0 |  | 0 |  | 0
| -0.00037322 |  | 0 |  | 0 |  | 0.0013362 |  | 0.0021391 |  | 0 |  | 0 |  | 0
| -0.00025166 |  | 0 |  | 0 |  | 0.0011664 |  | 0.0022291 |  | 0 |  | 0 |  | 0
| 0.00034925 |  | 0 |  | 0 |  | 0.0010937 |  | 0.0024702 |  | 0 |  | 0 |  | 0
| 0.00059971 |  | 0 |  | 0 |  | 0.0014575 |  | 0.0024527 |  | 0 |  | 0 |  | 0
| -0.00034044 |  | 0 |  | 0 |  | 0.0018213 |  | 0.0026531 |  | 0 |  | 0 |  | 0
| -0.00082419 |  | 0 |  | 0 |  | 0.0019183 |  | 0.0024721 |  | 0 |  | 0 |  | 0
| -0.0010492 |  | 0 |  | 0 |  | 0.0012381 |  | 0.0021775 |  | 0 |  | 0 |  | 0
| -0.0003733 |  | 0 |  | 0 |  | 0.00067908 |  | 0.0024466 |  | 0 |  | 0 |  | 0
| 0.00017874 |  | 0 |  | 0 |  | 0.0008974 |  | 0.0025731 |  | 0 |  | 0 |  | 0
| -0.00016294 |  | 0 |  | 0 |  | 0.00089736 |  | 0.0025645 |  | 0 |  | 0 |  | 0
| 0.00080867 |  | 0 |  | 0 |  | 0.0010927 |  | 0.0027412 |  | 0 |  | 0 |  | 0
| 0.0012063 |  | 0 |  | 0 |  | 0.001482 |  | 0.0025947 |  | 0 |  | 0 |  | 0
| -0.00016539 |  | 0 |  | 0 |  | 0.001482 |  | 0.0025077 |  | 0 |  | 0 |  | 0
| -0.00033201 |  | 0 |  | 0 |  | 0.0017974 |  | 0.0023394 |  | 0 |  | 0 |  | 0
| 0.0010033 |  | 0 |  | 0 |  | 0.0018459 |  | 0.0023129 |  | 0 |  | 0 |  | 0
| 0.0014363 |  | 0 |  | 0 |  | 0.0013608 |  | 0.002427 |  | 0 |  | 0 |  | 0
| 0.00074796 |  | 0 |  | 0 |  | 0.0010928 |  | 0.0023153 |  | 0 |  | 0 |  | 0
| 0.00033813 |  | 0 |  | 0 |  | 0.00084903 |  | 0.0025292 |  | 0 |  | 0 |  | 0
| -7.1759e-05 |  | 0 |  | 0 |  | 0.00077626 |  | 0.0024199 |  | 0 |  | 0 |  | 0
| -5.1087e-05 |  | 0 |  | 0 |  | 0.00092305 |  | 0.00227 |  | 0 |  | 0 |  | 0
| 0.00038802 |  | 0 |  | 0 |  | 0.0012639 |  | 0.0022385 |  | 0 |  | 0 |  | 0
| 0.00016907 |  | 0 |  | 0 |  | 0.0013367 |  | 0.0025531 |  | 0 |  | 0 |  | 0
| -0.00040873 |  | 0 |  | 0 |  | 0.00092313 |  | 0.0029928 |  | 0 |  | 0 |  | 0
| -0.00094142 |  | 0 |  | 0 |  | 0.0010202 |  | 0.002669 |  | 0 |  | 0 |  | 0
| -0.00096454 |  | 0 |  | 0 |  | 0.0014581 |  | 0.0023051 |  | 0 |  | 0 |  | 0
| 0.00053526 |  | 0 |  | 0 |  | 0.0016037 |  | 0.0024236 |  | 0 |  | 0 |  | 0
| -8.5158e-06 |  | 0 |  | 0 |  | 0.001531 |  | 0.0023471 |  | 0 |  | 0 |  | 0
| -0.00068008 |  | 0 |  | 0 |  | 0.0020162 |  | 0.0022973 |  | 0 |  | 0 |  | 0
| -0.00088568 |  | 0 |  | 0 |  | 0.0020163 |  | 0.0025409 |  | 0 |  | 0 |  | 0
| -0.00030903 |  | 0 |  | 0 |  | 0.0011914 |  | 0.0027771 |  | 0 |  | 0 |  | 0
| 0.0014758 |  | 0 |  | 0 |  | 0.0012156 |  | 0.0029696 |  | 0 |  | 0 |  | 0
| 0.00036623 |  | 0 |  | 0 |  | 0.0016039 |  | 0.0028897 |  | 0 |  | 0 |  | 0
| -0.00016669 |  | 0 |  | 0 |  | 0.0013844 |  | 0.0026362 |  | 0 |  | 0 |  | 0
| -0.0010452 |  | 0 |  | 0 |  | 0.00077648 |  | 0.0026396 |  | 0 |  | 0 |  | 0
| -0.0021635 |  | 0 |  | 0 |  | 0.00089909 |  | 0.0028013 |  | 0 |  | 0 |  | 0
| -0.00098196 |  | 0 |  | 0 |  | 0.0015312 |  | 0.0028763 |  | 0 |  | 0 |  | 0
| 0.00017766 |  | 0 |  | 0 |  | 0.001507 |  | 0.0025893 |  | 0 |  | 0 |  | 0
| 0.00081897 |  | 0 |  | 0 |  | 0.0012158 |  | 0.0024673 |  | 0 |  | 0 |  | 0
| 0.00057805 |  | 0 |  | 0 |  | 0.001507 |  | 0.0028598 |  | 0 |  | 0 |  | 0
| -0.00012413 |  | 0 |  | 0 |  | 0.0019439 |  | 0.002941 |  | 0 |  | 0 |  | 0
| -0.00087985 |  | 0 |  | 0 |  | 0.0016528 |  | 0.00286 |  | 0 |  | 0 |  | 0
| -0.0013497 |  | 0 |  | 0 |  | 0.0014343 |  | 0.0028418 |  | 0 |  | 0 |  | 0
| -0.00067179 |  | 0 |  | 0 |  | 0.0016043 |  | 0.0028225 |  | 0 |  | 0 |  | 0
| -0.00013266 |  | 0 |  | 0 |  | 0.0016771 |  | 0.002929 |  | 0 |  | 0 |  | 0
| -0.00028602 |  | 0 |  | 0 |  | 0.0018956 |  | 0.0029728 |  | 0 |  | 0 |  | 0
| 0.0011246 |  | 0 |  | 0 |  | 0.0019442 |  | 0.0031182 |  | 0 |  | 0 |  | 0
| 0.0010066 |  | 0 |  | 0 |  | 0.0020655 |  | 0.0029012 |  | 0 |  | 0 |  | 0
| -0.00050881 |  | 0 |  | 0 |  | 0.0024055 |  | 0.0026856 |  | 0 |  | 0 |  | 0
| -0.00030065 |  | 0 |  | 0 |  | 0.0019928 |  | 0.0028731 |  | 0 |  | 0 |  | 0
| -0.0015958 |  | 0 |  | 0 |  | 0.0013375 |  | 0.0028048 |  | 0 |  | 0 |  | 0
| -0.0019696 |  | 0 |  | 0 |  | 0.0011919 |  | 0.0027591 |  | 0 |  | 0 |  | 0
| -0.0016227 |  | 0 |  | 0 |  | 0.0010705 |  | 0.0026906 |  | 0 |  | 0 |  | 0
| -0.00039195 |  | 0 |  | 0 |  | 0.0012162 |  | 0.002534 |  | 0 |  | 0 |  | 0
| 0.00075482 |  | 0 |  | 0 |  | 0.0018231 |  | 0.0025702 |  | 0 |  | 0 |  | 0
| 0.00011444 |  | 0 |  | 0 |  | 0.0019202 |  | 0.0029609 |  | 0 |  | 0 |  | 0
| 0.00031532 |  | 0 |  | 0 |  | 0.0015076 |  | 0.0031961 |  | 0 |  | 0 |  | 0
| -0.001097 |  | 0 |  | 0 |  | 0.001459 |  | 0.0027232 |  | 0 |  | 0 |  | 0
| -0.0016741 |  | 0 |  | 0 |  | 0.0013134 |  | 0.0027394 |  | 0 |  | 0 |  | 0
| -0.0021794 |  | 0 |  | 0 |  | 0.001118 |  | 0.0030613 |  | 0 |  | 0 |  | 0
| -0.0006502 |  | 0 |  | 0 |  | 0.0012637 |  | 0.0029664 |  | 0 |  | 0 |  | 0
| 0.0014063 |  | 0 |  | 0 |  | 0.0014592 |  | 0.0030267 |  | 0 |  | 0 |  | 0
| -3.6529e-05 |  | 0 |  | 0 |  | 0.0014834 |  | 0.0030529 |  | 0 |  | 0 |  | 0
| -0.0018898 |  | 0 |  | 0 |  | 0.0011424 |  | 0.0029818 |  | 0 |  | 0 |  | 0
| -0.0018058 |  | 0 |  | 0 |  | 0.0011667 |  | 0.003042 |  | 0 |  | 0 |  | 0
| 2.4355e-05 |  | 0 |  | 0 |  | 0.0017264 |  | 0.0028394 |  | 0 |  | 0 |  | 0
| 0.00041769 |  | 0 |  | 0 |  | 0.002042 |  | 0.0029374 |  | 0 |  | 0 |  | 0
| 0.00059185 |  | 0 |  | 0 |  | 0.0017022 |  | 0.0030229 |  | 0 |  | 0 |  | 0
| 0.00094383 |  | 0 |  | 0 |  | 0.0019694 |  | 0.0029614 |  | 0 |  | 0 |  | 0
| 0.0010857 |  | 0 |  | 0 |  | 0.0019208 |  | 0.0029679 |  | 0 |  | 0 |  | 0
| 0.00033913 |  | 0 |  | 0 |  | 0.001338 |  | 0.0028888 |  | 0 |  | 0 |  | 0
| -0.0012983 |  | 0 |  | 0 |  | 0.001508 |  | 0.0031483 |  | 0 |  | 0 |  | 0
| -0.00093295 |  | 0 |  | 0 |  | 0.001581 |  | 0.0031708 |  | 0 |  | 0 |  | 0
| -0.00034226 |  | 0 |  | 0 |  | 0.0013855 |  | 0.0029685 |  | 0 |  | 0 |  | 0
| -0.000866 |  | 0 |  | 0 |  | 0.0018226 |  | 0.0031506 |  | 0 |  | 0 |  | 0
| -0.00058345 |  | 0 |  | 0 |  | 0.0020182 |  | 0.0033355 |  | 0 |  | 0 |  | 0
| -0.00022412 |  | 0 |  | 0 |  | 0.0013139 |  | 0.0031681 |  | 0 |  | 0 |  | 0
| 0.001318 |  | 0 |  | 0 |  | 0.0012654 |  | 0.0028131 |  | 0 |  | 0 |  | 0
| 0.00172 |  | 0 |  | 0 |  | 0.0016297 |  | 0.0031709 |  | 0 |  | 0 |  | 0
| -0.0004763 |  | 0 |  | 0 |  | 0.0017997 |  | 0.0034667 |  | 0 |  | 0 |  | 0
| -0.0015816 |  | 0 |  | 0 |  | 0.0018726 |  | 0.0031129 |  | 0 |  | 0 |  | 0
| -0.00017581 |  | 0 |  | 0 |  | 0.0017755 |  | 0.0029888 |  | 0 |  | 0 |  | 0
| 0.00015962 |  | 0 |  | 0 |  | 0.0020913 |  | 0.0031031 |  | 0 |  | 0 |  | 0
| -0.0032821 |  | 0 |  | 0 |  | 0.0016772 |  | 0.0030519 |  | 0 |  | 0 |  | 0
| -0.0023915 |  | 0 |  | 0 |  | 0.0013857 |  | 0.0028581 |  | 0 |  | 0 |  | 0
| 0.0011016 |  | 0 |  | 0 |  | 0.0018971 |  | 0.0028987 |  | 0 |  | 0 |  | 0
| 0.0010517 |  | 0 |  | 0 |  | 0.00197 |  | 0.0028656 |  | 0 |  | 0 |  | 0
| 0.0006226 |  | 0 |  | 0 |  | 0.0021158 |  | 0.0029175 |  | 0 |  | 0 |  | 0
| -1.2185e-05 |  | 0 |  | 0 |  | 0.0017515 |  | 0.0032216 |  | 0 |  | 0 |  | 0
| -0.00062506 |  | 0 |  | 0 |  | 0.0014842 |  | 0.0033095 |  | 0 |  | 0 |  | 0
| -0.00069333 |  | 0 |  | 0 |  | 0.0018973 |  | 0.0035042 |  | 0 |  | 0 |  | 0
| 1.3404e-05 |  | 0 |  | 0 |  | 0.0025047 |  | 0.0032668 |  | 0 |  | 0 |  | 0
| 0.00091513 |  | 0 |  | 0 |  | 0.0020188 |  | 0.0031175 |  | 0 |  | 0 |  | 0
| 9.7488e-05 |  | 0 |  | 0 |  | 0.0021889 |  | 0.0031937 |  | 0 |  | 0 |  | 0
| -0.0007385 |  | 0 |  | 0 |  | 0.0024805 |  | 0.0033678 |  | 0 |  | 0 |  | 0
| -0.0012564 |  | 0 |  | 0 |  | 0.0020432 |  | 0.0038583 |  | 0 |  | 0 |  | 0
| -0.00016209 |  | 0 |  | 0 |  | 0.0020433 |  | 0.0039379 |  | 0 |  | 0 |  | 0
| -0.00042898 |  | 0 |  | 0 |  | 0.0021162 |  | 0.0036215 |  | 0 |  | 0 |  | 0
| -0.0019987 |  | 0 |  | 0 |  | 0.0015817 |  | 0.0035296 |  | 0 |  | 0 |  | 0
| 0 |  | 0 |  | 0 |  | 0.0017518 |  | 0.0034426 |  | 0 |  | 0 |  | 0
| 0 |  | 0 |  | 0 |  | 0.0019463 |  | 0.0033447 |  | 0 |  | 0 |  | 0
| 0 |  | 0 |  | 0 |  | 0.0025792 |  | 0.0034684 |  | 0 |  | 0 |  | 0
| 0 |  | 0 |  | 0 |  | 0.0024092 |  | 0.0037493 |  | 0 |  | 0 |  | 0
| 0 |  | 0 |  | 0 |  | 0.0019706 |  | 0.0038977 |  | 0 |  | 0 |  | 0
| 0 |  | 0 |  | 0 |  | 0.0023352 |  | 0.0038829 |  | 0 |  | 0 |  | 0
| 0 |  | 0 |  | 0 |  | 0.0027252 |  | 0.0036063 |  | 0 |  | 0 |  | 0
| 0 |  | 0 |  | 0 |  | 0.0025308 |  | 0.0035575 |  | 0 |  | 0 |  | 0
| 0 |  | 0 |  | 0 |  | 0.0020437 |  | 0.0036533 |  | 0 |  | 0 |  | 0
| 0 |  | 0 |  | 0 |  | 0.0022868 |  | 0.0035554 |  | 0 |  | 0 |  | 0
| 0 |  | 0 |  | 0 |  | 0.0022382 |  | 0.0035962 |  | 0 |  | 0 |  | 0
| 0 |  | 0 |  | 0 |  | 0.0017996 |  | 0.0037763 |  | 0 |  | 0 |  | 0
| 0 |  | 0 |  | 0 |  | 0.0017267 |  | 0.0039081 |  | 0 |  | 0 |  | 0
| 0 |  | 0 |  | 0 |  | 0.0025785 |  | 0.0038178 |  | 0 |  | 0 |  | 0
| 0 |  | 0 |  | 0 |  | 0.0025787 |  | 0.0037518 |  | 0 |  | 0 |  | 0
| 0 |  | 0 |  | 0 |  | 0.0012407 |  | 0.0036181 |  | 0 |  | 0 |  | 0
| 0 |  | 0 |  | 0 |  | 0 |  | 0.0037141 |  | 0 |  | 0 |  | 0
| 0 |  | 0 |  | 0 |  | 0 |  | 0.0024213 |  | 0 |  | 0 |  | 0
| 0 |  | 0 |  | 0 |  | 0 |  | 0.0041374 |  | 0 |  | 0 |  | 0
| 0 |  | 0 |  | 0 |  | 0 |  | 0.0040711 |  | 0 |  | 0 |  | 0
| 0 |  | 0 |  | 0 |  | 0 |  | 0.0039302 |  | 0 |  | 0 |  | 0
| 0 |  | 0 |  | 0 |  | 0 |  | 0.0039124 |  | 0 |  | 0 |  | 0
| 0 |  | 0 |  | 0 |  | 0 |  | 0.0037515 |  | 0 |  | 0 |  | 0
| 0 |  | 0 |  | 0 |  | 0 |  | 0.0040797 |  | 0 |  | 0 |  | 0
| 0 |  | 0 |  | 0 |  | 0 |  | 0.0041076 |  | 0 |  | 0 |  | 0
| 0 |  | 0 |  | 0 |  | 0 |  | 0.003907 |  | 0 |  | 0 |  | 0
| 0 |  | 0 |  | 0 |  | 0 |  | 0.003836 |  | 0 |  | 0 |  | 0
| 0 |  | 0 |  | 0 |  | 0 |  | 0.0036255 |  | 0 |  | 0 |  | 0
| 0 |  | 0 |  | 0 |  | 0 |  | 0.0037682 |  | 0 |  | 0 |  | 0
| 0 |  | 0 |  | 0 |  | 0 |  | 0.0038046 |  | 0 |  | 0 |  | 0
| 0 |  | 0 |  | 0 |  | 0 |  | 0.0038406 |  | 0 |  | 0 |  | 0
| 0 |  | 0 |  | 0 |  | 0 |  | 0.0041253 |  | 0 |  | 0 |  | 0
| 0 |  | 0 |  | 0 |  | 0 |  | 0.0043525 |  | 0 |  | 0 |  | 0
| 0 |  | 0 |  | 0 |  | 0 |  | 0.0042924 |  | 0 |  | 0 |  | 0
| 0 |  | 0 |  | 0 |  | 0 |  | 0.0042945 |  | 0 |  | 0 |  | 0
| 0 |  | 0 |  | 0 |  | 0 |  | 0.0041355 |  | 0 |  | 0 |  | 0
| 0 |  | 0 |  | 0 |  | 0 |  | 0.0042337 |  | 0 |  | 0 |  | 0
| 0 |  | 0 |  | 0 |  | 0 |  | 0.004083 |  | 0 |  | 0 |  | 0
| 0 |  | 0 |  | 0 |  | 0 |  | 0.0042336 |  | 0 |  | 0 |  | 0
| 0 |  | 0 |  | 0 |  | 0 |  | 0.0048096 |  | 0 |  | 0 |  | 0
| 0 |  | 0 |  | 0 |  | 0 |  | 0.0046632 |  | 0 |  | 0 |  | 0
| 0 |  | 0 |  | 0 |  | 0 |  | 0.0042719 |  | 0 |  | 0 |  | 0
| 0 |  | 0 |  | 0 |  | 0 |  | 0.0042051 |  | 0 |  | 0 |  | 0
| 0 |  | 0 |  | 0 |  | 0 |  | 0.0044849 |  | 0 |  | 0 |  | 0
| 0 |  | 0 |  | 0 |  | 0 |  | 0.0047202 |  | 0 |  | 0 |  | 0
| 0 |  | 0 |  | 0 |  | 0 |  | 0.0048778 |  | 0 |  | 0 |  | 0
| 0 |  | 0 |  | 0 |  | 0 |  | 0.0041499 |  | 0 |  | 0 |  | 0
| 0 |  | 0 |  | 0 |  | 0 |  | 0.0038899 |  | 0 |  | 0 |  | 0
| 0 |  | 0 |  | 0 |  | 0 |  | 0.0048191 |  | 0 |  | 0 |  | 0
| 0 |  | 0 |  | 0 |  | 0 |  | 0.0049306 |  | 0 |  | 0 |  | 0
| 0 |  | 0 |  | 0 |  | 0 |  | 0.0046498 |  | 0 |  | 0 |  | 0
| 0 |  | 0 |  | 0 |  | 0 |  | 0.004074 |  | 0 |  | 0 |  | 0
| 0 |  | 0 |  | 0 |  | 0 |  | 0.0042267 |  | 0 |  | 0 |  | 0
| 0 |  | 0 |  | 0 |  | 0 |  | 0.0047422 |  | 0 |  | 0 |  | 0
| 0 |  | 0 |  | 0 |  | 0 |  | 0.0048782 |  | 0 |  | 0 |  | 0
| 0 |  | 0 |  | 0 |  | 0 |  | 0.0050908 |  | 0 |  | 0 |  | 0
| 0 |  | 0 |  | 0 |  | 0 |  | 0.004925 |  | 0 |  | 0 |  | 0
| 0 |  | 0 |  | 0 |  | 0 |  | 0.0045077 |  | 0 |  | 0 |  | 0
| 0 |  | 0 |  | 0 |  | 0 |  | 0.0044638 |  | 0 |  | 0 |  | 0
| 0 |  | 0 |  | 0 |  | 0 |  | 0.0047835 |  | 0 |  | 0 |  | 0
| 0 |  | 0 |  | 0 |  | 0 |  | 0.005385 |  | 0 |  | 0 |  | 0
| 0 |  | 0 |  | 0 |  | 0 |  | 0.0052741 |  | 0 |  | 0 |  | 0
| 0 |  | 0 |  | 0 |  | 0 |  | 0.0049466 |  | 0 |  | 0 |  | 0
| 0 |  | 0 |  | 0 |  | 0 |  | 0.0048568 |  | 0 |  | 0 |  | 0
| 0 |  | 0 |  | 0 |  | 0 |  | 0.0046169 |  | 0 |  | 0 |  | 0
| 0 |  | 0 |  | 0 |  | 0 |  | 0.0049537 |  | 0 |  | 0 |  | 0
| 0 |  | 0 |  | 0 |  | 0 |  | 0.0053239 |  | 0 |  | 0 |  | 0
| 0 |  | 0 |  | 0 |  | 0 |  | 0.0050755 |  | 0 |  | 0 |  | 0
| 0 |  | 0 |  | 0 |  | 0 |  | 0.0049986 |  | 0 |  | 0 |  | 0
| 0 |  | 0 |  | 0 |  | 0 |  | 0.005235 |  | 0 |  | 0 |  | 0
| 0 |  | 0 |  | 0 |  | 0 |  | 0.0051593 |  | 0 |  | 0 |  | 0
| 0 |  | 0 |  | 0 |  | 0 |  | 0.0053277 |  | 0 |  | 0 |  | 0
| 0 |  | 0 |  | 0 |  | 0 |  | 0.005912 |  | 0 |  | 0 |  | 0
| 0 |  | 0 |  | 0 |  | 0 |  | 0.0057833 |  | 0 |  | 0 |  | 0
| 0 |  | 0 |  | 0 |  | 0 |  | 0.0053272 |  | 0 |  | 0 |  | 0
| 0 |  | 0 |  | 0 |  | 0 |  | 0.0053359 |  | 0 |  | 0 |  | 0
| 0 |  | 0 |  | 0 |  | 0 |  | 0.0056565 |  | 0 |  | 0 |  | 0
| 0 |  | 0 |  | 0 |  | 0 |  | 0.0056646 |  | 0 |  | 0 |  | 0
| 0 |  | 0 |  | 0 |  | 0 |  | 0.0052224 |  | 0 |  | 0 |  | 0
| 0 |  | 0 |  | 0 |  | 0 |  | 0.0049392 |  | 0 |  | 0 |  | 0
| 0 |  | 0 |  | 0 |  | 0 |  | 0.0056181 |  | 0 |  | 0 |  | 0
| 0 |  | 0 |  | 0 |  | 0 |  | 0.0062753 |  | 0 |  | 0 |  | 0
| 0 |  | 0 |  | 0 |  | 0 |  | 0.0061956 |  | 0 |  | 0 |  | 0
| 0 |  | 0 |  | 0 |  | 0 |  | 0.0058228 |  | 0 |  | 0 |  | 0
| 0 |  | 0 |  | 0 |  | 0 |  | 0.0059331 |  | 0 |  | 0 |  | 0
| 0 |  | 0 |  | 0 |  | 0 |  | 0.0067447 |  | 0 |  | 0 |  | 0
| 0 |  | 0 |  | 0 |  | 0 |  | 0.00664 |  | 0 |  | 0 |  | 0
| 0 |  | 0 |  | 0 |  | 0 |  | 0.0059004 |  | 0 |  | 0 |  | 0
| 0 |  | 0 |  | 0 |  | 0 |  | 0.0057488 |  | 0 |  | 0 |  | 0
| 0 |  | 0 |  | 0 |  | 0 |  | 0.0055318 |  | 0 |  | 0 |  | 0
| 0 |  | 0 |  | 0 |  | 0 |  | 0.0049647 |  | 0 |  | 0 |  | 0
| 0 |  | 0 |  | 0 |  | 0 |  | 0.0056832 |  | 0 |  | 0 |  | 0
| 0 |  | 0 |  | 0 |  | 0 |  | 0.0063853 |  | 0 |  | 0 |  | 0
| 0 |  | 0 |  | 0 |  | 0 |  | 0.0062359 |  | 0 |  | 0 |  | 0
| 0 |  | 0 |  | 0 |  | 0 |  | 0.0062388 |  | 0 |  | 0 |  | 0
| 0 |  | 0 |  | 0 |  | 0 |  | 0.0060706 |  | 0 |  | 0 |  | 0
| 0 |  | 0 |  | 0 |  | 0 |  | 0.0063246 |  | 0 |  | 0 |  | 0
| 0 |  | 0 |  | 0 |  | 0 |  | 0.006477 |  | 0 |  | 0 |  | 0
| 0 |  | 0 |  | 0 |  | 0 |  | 0.006249 |  | 0 |  | 0 |  | 0
| 0 |  | 0 |  | 0 |  | 0 |  | 0.0041489 |  | 0 |  | 0 |  | 0
| 0 |  | 0 |  | 0 |  | 0 |  | 8.7818e-06 |  | 0 |  | 0 |  | 0
| 0 |  | 0 |  | 0 |  | 0 |  | 8.2642e-06 |  | 0 |  | 0 |  | 0
| 0 |  | 0 |  | 0 |  | 0 |  | 8.9494e-06 |  | 0 |  | 0 |  | 0
| 0 |  | 0 |  | 0 |  | 0 |  | 9.1012e-06 |  | 0 |  | 0 |  | 0
| 0 |  | 0 |  | 0 |  | 0 |  | 9.136e-06 |  | 0 |  | 0 |  | 0
| 0 |  | 0 |  | 0 |  | 0 |  | 9.0009e-06 |  | 0 |  | 0 |  | 0
| 0 |  | 0 |  | 0 |  | 0 |  | 7.9216e-06 |  | 0 |  | 0 |  | 0
| 0 |  | 0 |  | 0 |  | 0 |  | 3.5068e-06 |  | 0 |  | 0 |  | 0
| 0 |  | 0 |  | 0 |  | 0 |  | -6.6316e-08 |  | 0 |  | 0 |  | 0
| 0 |  | 0 |  | 0 |  | 0 |  | 5.4955e-07 |  | 0 |  | 0 |  | 0
| 0 |  | 0 |  | 0 |  | 0 |  | 1.1058e-06 |  | 0 |  | 0 |  | 0
| 0 |  | 0 |  | 0 |  | 0 |  | 3.683e-07 |  | 0 |  | 0 |  | 0
| 0 |  | 0 |  | 0 |  | 0 |  | 4.1226e-07 |  | 0 |  |  |  | 0
[7 empty] | 0 |  | -0.0087748